## Duct3D_Input
row_type | seq | line_id | system_id | service | level_name | zone | element_id | parent_element_id | from_element_id | to_element_id | branch_to_element_id | element_type | family_code | standard_code | shape_code | material_code | gauge_t | insulation_t | lining_t | spec_code | origin_mode | origin_x | origin_y | origin_z | end_x | end_y | end_z | dir_x | dir_y | dir_z | up_x | up_y | up_z | orientation_code | mirror_code | rotation_deg | slope_ratio | centerline_length | path_length | width | height | diameter | major_axis | minor_axis | inlet_width | inlet_height | inlet_diameter | outlet_width | outlet_height | outlet_diameter | branch_width | branch_height | branch_diameter | fitting_type | angle_deg | branch_angle_deg | radius_type | centerline_radius | throat_radius | heel_radius | offset_x | offset_y | offset_z | eccentric_side | transition_length | taper_method | reducer_method | tee_run_length | tee_branch_length | tap_location_ratio | vane_count | port_a_role | port_a_dir | port_b_role | port_b_dir | port_c_role | port_c_dir | port_d_role | port_d_dir | main_flow_from | main_flow_to | joint_a_type | joint_b_type | joint_c_type | joint_d_type | flange_type | connector_code | bom_item_no | part_name_ko | part_name_en | qty | unit | calc_rule | weight_kg | surface_area_m2 | smacna_code | note | ai_source | ai_confidence | review_status | error_code | error_message
REQ | REQ | OPT | OPT | OPT | OPT | OPT | REQ | OPT | OPT | OPT | OPT | REQ | REQ | OPT | REQ | OPT | OPT | OPT | OPT | OPT | OPT | REQ | REQ | REQ | OPT | OPT | OPT | REQ | REQ | REQ | REQ | REQ | REQ | REQ | OPT | OPT | OPT | OPT | OPT | OPT | OPT | OPT | OPT | OPT | OPT | OPT | OPT | OPT | OPT | OPT | OPT | OPT | OPT | REQ | OPT | OPT | OPT | OPT | OPT | OPT | OPT | OPT | OPT | OPT | OPT | OPT | OPT | OPT | OPT | OPT | OPT | REQ | OPT | REQ | OPT | OPT | OPT | OPT | OPT | OPT | OPT | OPT | OPT | OPT | OPT | OPT | OPT | OPT | OPT | OPT | OPT | OPT | OPT | OPT | OPT | OPT | OPT | OPT | OPT | REQ | OPT | OPT
NOTE | 10 | PDF-P01 |  | SA |  |  | AI0001 |  |  |  |  | STRAIGHT | STRAIGHT_RECT |  | RECT | [5 empty] | CUSTOM | [18 empty] | 14 | 16 |  |  |  | 14 | 16 |  | 14 | 16 |  |  |  |  | NONE | [17 empty] | INLET |  | OUTLET | [13 empty] | AI-0001 | Straight Duct | Straight Duct | 1 | EA | AUTO |  |  |  | service=SA ¦ printed_size=14x16 in ¦ review=Straight duct has no confirmed centerline length or coordinates. / Emitted as review-only NOTE row because PDF text does not prove the full 3D DATA contract. ¦ TOD=153'-10" | Lay out.pdf page 1, line 58 | 0.77 | HOLD | NEEDS_GEOMETRY_REVIEW | Straight duct has no confirmed centerline length or coordinates.; Emitted as review-only NOTE row because PDF text does not prove the full 3D DATA contract.
NOTE | 20 | PDF-P01 |  |  |  |  | AI0002 |  |  |  |  | FITTING | WYE_UNKNOWN | [7 empty] | CUSTOM | [32 empty] | WYE | [17 empty] | INLET |  | OUTLET | [13 empty] | AI-0002 | Wye Duct Fitting | Wye Duct Fitting | 1 | EA | AUTO |  |  |  | review=Detected fitting text without a nearby duct size. / Missing confirmed duct dimensions. / Branch fitting needs confirmed branch port geometry before DATA export. / Emitted as review-only NOTE row because PDF text does not prove the full 3D DATA contract. | Lay out.pdf page 1, line 65 | 0.35 | HOLD | NEEDS_GEOMETRY_REVIEW | Detected fitting text without a nearby duct size.; Missing confirmed duct dimensions.; Branch fitting needs confirmed branch port geometry before DATA export.; Emitted as review-only NOTE row because PDF text does not prove the full 3D DATA contract.
NOTE | 30 | PDF-P01 |  |  |  |  | AI0003 |  |  |  |  | FITTING | WYE_UNKNOWN | [7 empty] | CUSTOM | [32 empty] | WYE | [17 empty] | INLET |  | OUTLET | [13 empty] | AI-0003 | Wye Duct Fitting | Wye Duct Fitting | 1 | EA | AUTO |  |  |  | review=Detected fitting text without a nearby duct size. / Missing confirmed duct dimensions. / Branch fitting needs confirmed branch port geometry before DATA export. / Emitted as review-only NOTE row because PDF text does not prove the full 3D DATA contract. | Lay out.pdf page 1, line 67 | 0.35 | HOLD | NEEDS_GEOMETRY_REVIEW | Detected fitting text without a nearby duct size.; Missing confirmed duct dimensions.; Branch fitting needs confirmed branch port geometry before DATA export.; Emitted as review-only NOTE row because PDF text does not prove the full 3D DATA contract.
NOTE | 40 | PDF-P01 |  |  |  |  | AI0004 |  |  |  |  | FITTING | ELBOW_UNKNOWN | [7 empty] | CUSTOM | [32 empty] | ELBOW | [17 empty] | INLET |  | OUTLET | [13 empty] | AI-0004 | Elbow Duct Fitting | Elbow Duct Fitting | 1 | EA | AUTO |  |  |  | review=Detected fitting text without a nearby duct size. / Missing confirmed duct dimensions. / Emitted as review-only NOTE row because PDF text does not prove the full 3D DATA contract. | Lay out.pdf page 1, line 70 | 0.35 | HOLD | NEEDS_GEOMETRY_REVIEW | Detected fitting text without a nearby duct size.; Missing confirmed duct dimensions.; Emitted as review-only NOTE row because PDF text does not prove the full 3D DATA contract.
NOTE | 50 | PDF-P01 |  |  |  |  | AI0005 |  |  |  |  | STRAIGHT | STRAIGHT_UNKNOWN | [7 empty] | CUSTOM | [32 empty] | NONE | [17 empty] | INLET |  | OUTLET | [13 empty] | AI-0005 | Straight Duct | Straight Duct | 1 | EA | AUTO |  |  |  | review=Detected straight duct marker without a nearby duct size. / Missing confirmed duct dimensions. / Straight duct has no confirmed centerline length or coordinates. / Emitted as review-only NOTE row because PDF text does not prove the full 3D DATA contract. | Lay out.pdf page 1, line 71 | 0.32 | HOLD | NEEDS_GEOMETRY_REVIEW | Detected straight duct marker without a nearby duct size.; Missing confirmed duct dimensions.; Straight duct has no confirmed centerline length or coordinates.; Emitted as review-only NOTE row because PDF text does not prove the full 3D DATA contract.
NOTE | 60 | PDF-P01 |  | SA |  |  | AI0006 |  |  |  |  | STRAIGHT | STRAIGHT_RECT |  | RECT | [5 empty] | CUSTOM | [18 empty] | 14 | 18 |  |  |  | 14 | 18 |  | 14 | 18 |  |  |  |  | NONE | [17 empty] | INLET |  | OUTLET | [13 empty] | AI-0006 | Straight Duct | Straight Duct | 1 | EA | AUTO |  |  |  | service=SA ¦ printed_size=14x18 in ¦ review=Straight duct has no confirmed centerline length or coordinates. / Emitted as review-only NOTE row because PDF text does not prove the full 3D DATA contract. ¦ TOD=153'-10" | Lay out.pdf page 1, line 84 | 0.77 | HOLD | NEEDS_GEOMETRY_REVIEW | Straight duct has no confirmed centerline length or coordinates.; Emitted as review-only NOTE row because PDF text does not prove the full 3D DATA contract.
NOTE | 70 | PDF-P01 |  | SR |  |  | AI0007 |  |  |  |  | FITTING | ELBOW_RECT |  | RECT | [5 empty] | CUSTOM | [18 empty] | 14 | 10 |  |  |  | 14 | 10 |  | 14 | 10 |  |  |  |  | ELBOW | [17 empty] | INLET |  | OUTLET | [13 empty] | AI-0007 | Elbow Duct Fitting | Elbow Duct Fitting | 1 | EA | AUTO |  |  |  | service=SR ¦ printed_size=14x10 in ¦ review=Fitting token was associated from nearby PDF text context; verify grouping. / Emitted as review-only NOTE row because PDF text does not prove the full 3D DATA contract. | Lay out.pdf page 1, line 104 | 0.75 | HOLD | NEEDS_GEOMETRY_REVIEW | Fitting token was associated from nearby PDF text context; verify grouping.; Emitted as review-only NOTE row because PDF text does not prove the full 3D DATA contract.
NOTE | 80 | PDF-P01 |  |  |  |  | AI0008 |  |  |  |  | FITTING | ELBOW_UNKNOWN | [7 empty] | CUSTOM | [32 empty] | ELBOW | [17 empty] | INLET |  | OUTLET | [13 empty] | AI-0008 | Elbow Duct Fitting | Elbow Duct Fitting | 1 | EA | AUTO |  |  |  | review=Detected fitting text without a nearby duct size. / Missing confirmed duct dimensions. / Emitted as review-only NOTE row because PDF text does not prove the full 3D DATA contract. | Lay out.pdf page 1, line 107 | 0.35 | HOLD | NEEDS_GEOMETRY_REVIEW | Detected fitting text without a nearby duct size.; Missing confirmed duct dimensions.; Emitted as review-only NOTE row because PDF text does not prove the full 3D DATA contract.
NOTE | 90 | PDF-P01 |  |  |  |  | AI0009 |  |  |  |  | FITTING | WYE_UNKNOWN | [7 empty] | CUSTOM | [32 empty] | WYE | [17 empty] | INLET |  | OUTLET | [13 empty] | AI-0009 | Wye Duct Fitting | Wye Duct Fitting | 1 | EA | AUTO |  |  |  | review=Detected fitting text without a nearby duct size. / Missing confirmed duct dimensions. / Branch fitting needs confirmed branch port geometry before DATA export. / Emitted as review-only NOTE row because PDF text does not prove the full 3D DATA contract. | Lay out.pdf page 1, line 110 | 0.35 | HOLD | NEEDS_GEOMETRY_REVIEW | Detected fitting text without a nearby duct size.; Missing confirmed duct dimensions.; Branch fitting needs confirmed branch port geometry before DATA export.; Emitted as review-only NOTE row because PDF text does not prove the full 3D DATA contract.
NOTE | 100 | PDF-P01 |  |  |  |  | AI0010 |  |  |  |  | FITTING | WYE_UNKNOWN | [7 empty] | CUSTOM | [32 empty] | WYE | [17 empty] | INLET |  | OUTLET | [13 empty] | AI-0010 | Wye Duct Fitting | Wye Duct Fitting | 1 | EA | AUTO |  |  |  | review=Detected fitting text without a nearby duct size. / Missing confirmed duct dimensions. / Branch fitting needs confirmed branch port geometry before DATA export. / Emitted as review-only NOTE row because PDF text does not prove the full 3D DATA contract. | Lay out.pdf page 1, line 112 | 0.35 | HOLD | NEEDS_GEOMETRY_REVIEW | Detected fitting text without a nearby duct size.; Missing confirmed duct dimensions.; Branch fitting needs confirmed branch port geometry before DATA export.; Emitted as review-only NOTE row because PDF text does not prove the full 3D DATA contract.
NOTE | 110 | PDF-P01 |  | SA |  |  | AI0011 |  |  |  |  | FITTING | WYE_RECT |  | RECT | [5 empty] | CUSTOM | [18 empty] | 14 | 16 |  |  |  | 14 | 16 |  | 14 | 16 |  |  |  |  | WYE | [17 empty] | INLET |  | OUTLET | [13 empty] | AI-0011 | Wye Duct Fitting | Wye Duct Fitting | 1 | EA | AUTO |  |  |  | service=SA ¦ printed_size=14x16 in ¦ review=Fitting token was associated from nearby PDF text context; verify grouping. / Branch fitting needs confirmed branch port geometry before DATA export. / Emitted as review-only NOTE row because PDF text does not prove the full 3D DATA contract. ¦ TOD=153'-10" | Lay out.pdf page 1, line 113 | 0.8 | HOLD | NEEDS_GEOMETRY_REVIEW | Fitting token was associated from nearby PDF text context; verify grouping.; Branch fitting needs confirmed branch port geometry before DATA export.; Emitted as review-only NOTE row because PDF text does not prove the full 3D DATA contract.
NOTE | 120 | PDF-P01 |  | SA |  |  | AI0012 |  |  |  |  | FITTING | WYE_RECT |  | RECT | [5 empty] | CUSTOM | [18 empty] | 14 | 18 |  |  |  | 14 | 18 |  | 14 | 18 |  |  |  |  | WYE | [17 empty] | INLET |  | OUTLET | [13 empty] | AI-0012 | Wye Duct Fitting | Wye Duct Fitting | 1 | EA | AUTO |  |  |  | service=SA ¦ printed_size=14x18 in ¦ review=Fitting token was associated from nearby PDF text context; verify grouping. / Branch fitting needs confirmed branch port geometry before DATA export. / Emitted as review-only NOTE row because PDF text does not prove the full 3D DATA contract. ¦ TOD=153'-10" | Lay out.pdf page 1, line 115 | 0.8 | HOLD | NEEDS_GEOMETRY_REVIEW | Fitting token was associated from nearby PDF text context; verify grouping.; Branch fitting needs confirmed branch port geometry before DATA export.; Emitted as review-only NOTE row because PDF text does not prove the full 3D DATA contract.
NOTE | 130 | PDF-P01 |  | SA |  |  | AI0013 |  |  |  |  | STRAIGHT | STRAIGHT_RECT |  | RECT | [5 empty] | CUSTOM | [16 empty] | 7 | 7 | 14 | 8 |  |  |  | 14 | 8 |  | 14 | 8 |  |  |  |  | NONE | [17 empty] | INLET |  | OUTLET | [13 empty] | AI-0013 | Straight Duct | Straight Duct | 1 | EA | AUTO |  |  |  | service=SA ¦ printed_size=14x8 in ¦ review=Straight length was associated from nearby PDF text context; verify grouping. / Emitted as review-only NOTE row because PDF text does not prove the full 3D DATA contract. ¦ TOD=153'-10" | Lay out.pdf page 1, line 117 | 0.82 | HOLD | NEEDS_GEOMETRY_REVIEW | Straight length was associated from nearby PDF text context; verify grouping.; Emitted as review-only NOTE row because PDF text does not prove the full 3D DATA contract.
NOTE | 140 | PDF-P01 |  |  |  |  | AI0014 |  |  |  |  | STRAIGHT | STRAIGHT_UNKNOWN | [7 empty] | CUSTOM | [32 empty] | NONE | [17 empty] | INLET |  | OUTLET | [13 empty] | AI-0014 | Straight Duct | Straight Duct | 1 | EA | AUTO |  |  |  | review=Detected straight duct marker without a nearby duct size. / Missing confirmed duct dimensions. / Straight duct has no confirmed centerline length or coordinates. / Emitted as review-only NOTE row because PDF text does not prove the full 3D DATA contract. | Lay out.pdf page 1, line 120 | 0.32 | HOLD | NEEDS_GEOMETRY_REVIEW | Detected straight duct marker without a nearby duct size.; Missing confirmed duct dimensions.; Straight duct has no confirmed centerline length or coordinates.; Emitted as review-only NOTE row because PDF text does not prove the full 3D DATA contract.
NOTE | 150 | PDF-P01 |  |  |  |  | AI0015 |  |  |  |  | STRAIGHT | STRAIGHT_UNKNOWN | [7 empty] | CUSTOM | [32 empty] | NONE | [17 empty] | INLET |  | OUTLET | [13 empty] | AI-0015 | Straight Duct | Straight Duct | 1 | EA | AUTO |  |  |  | review=Detected straight duct marker without a nearby duct size. / Missing confirmed duct dimensions. / Straight duct has no confirmed centerline length or coordinates. / Emitted as review-only NOTE row because PDF text does not prove the full 3D DATA contract. | Lay out.pdf page 1, line 134 | 0.32 | HOLD | NEEDS_GEOMETRY_REVIEW | Detected straight duct marker without a nearby duct size.; Missing confirmed duct dimensions.; Straight duct has no confirmed centerline length or coordinates.; Emitted as review-only NOTE row because PDF text does not prove the full 3D DATA contract.
NOTE | 160 | PDF-P01 |  | EA |  |  | AI0016 |  |  |  |  | STRAIGHT | STRAIGHT_RECT |  | RECT | [5 empty] | CUSTOM | [18 empty] | 24 | 30 |  |  |  | 24 | 30 |  | 24 | 30 |  |  |  |  | NONE | [17 empty] | INLET |  | OUTLET | [13 empty] | AI-0016 | Straight Duct | Straight Duct | 1 | EA | AUTO |  |  |  | service=EA ¦ printed_size=24x30 in ¦ review=Straight duct has no confirmed centerline length or coordinates. / Emitted as review-only NOTE row because PDF text does not prove the full 3D DATA contract. ¦ TOD=149'-9" | Lay out.pdf page 1, line 136 | 0.77 | HOLD | NEEDS_GEOMETRY_REVIEW | Straight duct has no confirmed centerline length or coordinates.; Emitted as review-only NOTE row because PDF text does not prove the full 3D DATA contract.
NOTE | 170 | PDF-P01 |  |  |  |  | AI0017 |  |  |  |  | FITTING | ELBOW_UNKNOWN | [7 empty] | CUSTOM | [32 empty] | ELBOW | [17 empty] | INLET |  | OUTLET | [13 empty] | AI-0017 | Elbow Duct Fitting | Elbow Duct Fitting | 1 | EA | AUTO |  |  |  | review=Detected fitting text without a nearby duct size. / Missing confirmed duct dimensions. / Emitted as review-only NOTE row because PDF text does not prove the full 3D DATA contract. | Lay out.pdf page 1, line 141 | 0.35 | HOLD | NEEDS_GEOMETRY_REVIEW | Detected fitting text without a nearby duct size.; Missing confirmed duct dimensions.; Emitted as review-only NOTE row because PDF text does not prove the full 3D DATA contract.
NOTE | 180 | PDF-P01 |  |  |  |  | AI0018 |  |  |  |  | STRAIGHT | STRAIGHT_UNKNOWN | [7 empty] | CUSTOM | [32 empty] | NONE | [17 empty] | INLET |  | OUTLET | [13 empty] | AI-0018 | Straight Duct | Straight Duct | 1 | EA | AUTO |  |  |  | review=Detected straight duct marker without a nearby duct size. / Missing confirmed duct dimensions. / Straight duct has no confirmed centerline length or coordinates. / Emitted as review-only NOTE row because PDF text does not prove the full 3D DATA contract. | Lay out.pdf page 1, line 142 | 0.32 | HOLD | NEEDS_GEOMETRY_REVIEW | Detected straight duct marker without a nearby duct size.; Missing confirmed duct dimensions.; Straight duct has no confirmed centerline length or coordinates.; Emitted as review-only NOTE row because PDF text does not prove the full 3D DATA contract.
NOTE | 190 | PDF-P01 |  | EA |  |  | AI0019 |  |  |  |  | STRAIGHT | STRAIGHT_RECT |  | RECT | [5 empty] | CUSTOM | [18 empty] | 24 | 14 |  |  |  | 24 | 14 |  | 24 | 14 |  |  |  |  | NONE | [17 empty] | INLET |  | OUTLET | [13 empty] | AI-0019 | Straight Duct | Straight Duct | 1 | EA | AUTO |  |  |  | service=EA ¦ printed_size=24x14 in ¦ review=Straight duct has no confirmed centerline length or coordinates. / Emitted as review-only NOTE row because PDF text does not prove the full 3D DATA contract. ¦ TOD=148'-8" | Lay out.pdf page 1, line 150 | 0.77 | HOLD | NEEDS_GEOMETRY_REVIEW | Straight duct has no confirmed centerline length or coordinates.; Emitted as review-only NOTE row because PDF text does not prove the full 3D DATA contract.
NOTE | 200 | PDF-P01 |  |  |  |  | AI0020 |  |  |  |  | FITTING | ELBOW_UNKNOWN | [7 empty] | CUSTOM | [32 empty] | ELBOW | [17 empty] | INLET |  | OUTLET | [13 empty] | AI-0020 | Elbow Duct Fitting | Elbow Duct Fitting | 1 | EA | AUTO |  |  |  | review=Detected fitting text without a nearby duct size. / Missing confirmed duct dimensions. / Emitted as review-only NOTE row because PDF text does not prove the full 3D DATA contract. | Lay out.pdf page 1, line 157 | 0.35 | HOLD | NEEDS_GEOMETRY_REVIEW | Detected fitting text without a nearby duct size.; Missing confirmed duct dimensions.; Emitted as review-only NOTE row because PDF text does not prove the full 3D DATA contract.
NOTE | 210 | PDF-P01 |  | EA |  |  | AI0021 |  |  |  |  | FITTING | ELBOW_RECT |  | RECT | [5 empty] | CUSTOM | [18 empty] | 14 | 24 |  |  |  | 14 | 24 |  | 14 | 24 |  |  |  |  | ELBOW | [17 empty] | INLET |  | OUTLET | [13 empty] | AI-0021 | Elbow Duct Fitting | Elbow Duct Fitting | 1 | EA | AUTO |  |  |  | service=EA ¦ printed_size=14x24 in ¦ review=Fitting token was associated from nearby PDF text context; verify grouping. / Emitted as review-only NOTE row because PDF text does not prove the full 3D DATA contract. ¦ TOD=148'-6" | Lay out.pdf page 1, line 158 | 0.8 | HOLD | NEEDS_GEOMETRY_REVIEW | Fitting token was associated from nearby PDF text context; verify grouping.; Emitted as review-only NOTE row because PDF text does not prove the full 3D DATA contract.
NOTE | 220 | PDF-P01 |  | EA |  |  | AI0022 |  |  |  |  | STRAIGHT | STRAIGHT_RECT |  | RECT | [5 empty] | CUSTOM | [18 empty] | 48 | 40 |  |  |  | 48 | 40 |  | 48 | 40 |  |  |  |  | NONE | [17 empty] | INLET |  | OUTLET | [13 empty] | AI-0022 | Straight Duct | Straight Duct | 1 | EA | AUTO |  |  |  | service=EA ¦ printed_size=48x40 in ¦ review=Straight duct has no confirmed centerline length or coordinates. / Emitted as review-only NOTE row because PDF text does not prove the full 3D DATA contract. ¦ airflow=31500 CFM | Lay out.pdf page 1, line 163 | 0.77 | HOLD | NEEDS_GEOMETRY_REVIEW | Straight duct has no confirmed centerline length or coordinates.; Emitted as review-only NOTE row because PDF text does not prove the full 3D DATA contract.
NOTE | 230 | PDF-P01 |  | EA |  |  | AI0023 |  |  |  |  | STRAIGHT | STRAIGHT_RECT |  | RECT | [5 empty] | CUSTOM | [18 empty] | 30 | 54 |  |  |  | 30 | 54 |  | 30 | 54 |  |  |  |  | NONE | [17 empty] | INLET |  | OUTLET | [13 empty] | AI-0023 | Straight Duct | Straight Duct | 1 | EA | AUTO |  |  |  | service=EA ¦ printed_size=30x54 in ¦ review=Straight duct has no confirmed centerline length or coordinates. / Emitted as review-only NOTE row because PDF text does not prove the full 3D DATA contract. ¦ airflow=31500 CFM | Lay out.pdf page 1, line 165 | 0.77 | HOLD | NEEDS_GEOMETRY_REVIEW | Straight duct has no confirmed centerline length or coordinates.; Emitted as review-only NOTE row because PDF text does not prove the full 3D DATA contract.
NOTE | 240 | PDF-P01 |  |  |  |  | AI0024 |  |  |  |  | FITTING | ELBOW_UNKNOWN | [7 empty] | CUSTOM | [32 empty] | ELBOW | [17 empty] | INLET |  | OUTLET | [13 empty] | AI-0024 | Elbow Duct Fitting | Elbow Duct Fitting | 1 | EA | AUTO |  |  |  | review=Detected fitting text without a nearby duct size. / Missing confirmed duct dimensions. / Emitted as review-only NOTE row because PDF text does not prove the full 3D DATA contract. | Lay out.pdf page 1, line 188 | 0.35 | HOLD | NEEDS_GEOMETRY_REVIEW | Detected fitting text without a nearby duct size.; Missing confirmed duct dimensions.; Emitted as review-only NOTE row because PDF text does not prove the full 3D DATA contract.
NOTE | 250 | PDF-P01 |  |  |  |  | AI0025 |  |  |  |  | STRAIGHT | STRAIGHT_UNKNOWN | [7 empty] | CUSTOM | [32 empty] | NONE | [17 empty] | INLET |  | OUTLET | [13 empty] | AI-0025 | Straight Duct | Straight Duct | 1 | EA | AUTO |  |  |  | review=Detected straight duct marker without a nearby duct size. / Missing confirmed duct dimensions. / Straight duct has no confirmed centerline length or coordinates. / Emitted as review-only NOTE row because PDF text does not prove the full 3D DATA contract. | Lay out.pdf page 1, line 189 | 0.32 | HOLD | NEEDS_GEOMETRY_REVIEW | Detected straight duct marker without a nearby duct size.; Missing confirmed duct dimensions.; Straight duct has no confirmed centerline length or coordinates.; Emitted as review-only NOTE row because PDF text does not prove the full 3D DATA contract.
NOTE | 260 | PDF-P01 |  |  |  |  | AI0026 |  |  |  |  | FITTING | ELBOW_UNKNOWN | [7 empty] | CUSTOM | [32 empty] | ELBOW | [17 empty] | INLET |  | OUTLET | [13 empty] | AI-0026 | Elbow Duct Fitting | Elbow Duct Fitting | 1 | EA | AUTO |  |  |  | review=Detected fitting text without a nearby duct size. / Missing confirmed duct dimensions. / Emitted as review-only NOTE row because PDF text does not prove the full 3D DATA contract. | Lay out.pdf page 1, line 223 | 0.35 | HOLD | NEEDS_GEOMETRY_REVIEW | Detected fitting text without a nearby duct size.; Missing confirmed duct dimensions.; Emitted as review-only NOTE row because PDF text does not prove the full 3D DATA contract.
NOTE | 270 | PDF-P01 |  |  |  |  | AI0027 |  |  |  |  | STRAIGHT | STRAIGHT_UNKNOWN | [7 empty] | CUSTOM | [32 empty] | NONE | [17 empty] | INLET |  | OUTLET | [13 empty] | AI-0027 | Straight Duct | Straight Duct | 1 | EA | AUTO |  |  |  | review=Detected straight duct marker without a nearby duct size. / Missing confirmed duct dimensions. / Straight duct has no confirmed centerline length or coordinates. / Emitted as review-only NOTE row because PDF text does not prove the full 3D DATA contract. | Lay out.pdf page 1, line 225 | 0.32 | HOLD | NEEDS_GEOMETRY_REVIEW | Detected straight duct marker without a nearby duct size.; Missing confirmed duct dimensions.; Straight duct has no confirmed centerline length or coordinates.; Emitted as review-only NOTE row because PDF text does not prove the full 3D DATA contract.
NOTE | 280 | PDF-P01 |  | EA |  |  | AI0028 |  |  |  |  | STRAIGHT | STRAIGHT_RECT |  | RECT | [5 empty] | CUSTOM | [18 empty] | 30 | 54 |  |  |  | 30 | 54 |  | 30 | 54 |  |  |  |  | NONE | [17 empty] | INLET |  | OUTLET | [13 empty] | AI-0028 | Straight Duct | Straight Duct | 1 | EA | AUTO |  |  |  | service=EA ¦ printed_size=30x54 in ¦ review=Straight duct has no confirmed centerline length or coordinates. / Emitted as review-only NOTE row because PDF text does not prove the full 3D DATA contract. ¦ airflow=31500 CFM ¦ TOD=151'-3" | Lay out.pdf page 1, line 229 | 0.82 | HOLD | NEEDS_GEOMETRY_REVIEW | Straight duct has no confirmed centerline length or coordinates.; Emitted as review-only NOTE row because PDF text does not prove the full 3D DATA contract.
NOTE | 290 | PDF-P01 |  |  |  |  | AI0029 |  |  |  |  | STRAIGHT | STRAIGHT_UNKNOWN | [7 empty] | CUSTOM | [32 empty] | NONE | [17 empty] | INLET |  | OUTLET | [13 empty] | AI-0029 | Straight Duct | Straight Duct | 1 | EA | AUTO |  |  |  | review=Detected straight duct marker without a nearby duct size. / Missing confirmed duct dimensions. / Straight duct has no confirmed centerline length or coordinates. / Emitted as review-only NOTE row because PDF text does not prove the full 3D DATA contract. | Lay out.pdf page 1, line 243 | 0.32 | HOLD | NEEDS_GEOMETRY_REVIEW | Detected straight duct marker without a nearby duct size.; Missing confirmed duct dimensions.; Straight duct has no confirmed centerline length or coordinates.; Emitted as review-only NOTE row because PDF text does not prove the full 3D DATA contract.
NOTE | 300 | PDF-P01 |  |  |  |  | AI0030 |  |  |  |  | STRAIGHT | STRAIGHT_UNKNOWN | [7 empty] | CUSTOM | [32 empty] | NONE | [17 empty] | INLET |  | OUTLET | [13 empty] | AI-0030 | Straight Duct | Straight Duct | 1 | EA | AUTO |  |  |  | review=Detected straight duct marker without a nearby duct size. / Missing confirmed duct dimensions. / Straight duct has no confirmed centerline length or coordinates. / Emitted as review-only NOTE row because PDF text does not prove the full 3D DATA contract. | Lay out.pdf page 1, line 245 | 0.32 | HOLD | NEEDS_GEOMETRY_REVIEW | Detected straight duct marker without a nearby duct size.; Missing confirmed duct dimensions.; Straight duct has no confirmed centerline length or coordinates.; Emitted as review-only NOTE row because PDF text does not prove the full 3D DATA contract.
NOTE | 310 | PDF-P01 |  | SA |  |  | AI0031 |  |  |  |  | STRAIGHT | STRAIGHT_RECT |  | RECT | [5 empty] | CUSTOM | [18 empty] | 14 | 8 |  |  |  | 14 | 8 |  | 14 | 8 |  |  |  |  | NONE | [17 empty] | INLET |  | OUTLET | [13 empty] | AI-0031 | Straight Duct | Straight Duct | 1 | EA | AUTO |  |  |  | service=SA ¦ printed_size=14x8 in ¦ review=Straight duct has no confirmed centerline length or coordinates. / Emitted as review-only NOTE row because PDF text does not prove the full 3D DATA contract. ¦ TOD=153'-10" | Lay out.pdf page 1, line 288 | 0.77 | HOLD | NEEDS_GEOMETRY_REVIEW | Straight duct has no confirmed centerline length or coordinates.; Emitted as review-only NOTE row because PDF text does not prove the full 3D DATA contract.
NOTE | 320 | PDF-P01 |  | SR |  |  | AI0032 |  |  |  |  | STRAIGHT | STRAIGHT_RECT |  | RECT | [5 empty] | CUSTOM | [18 empty] | 14 | 8 |  |  |  | 14 | 8 |  | 14 | 8 |  |  |  |  | NONE | [17 empty] | INLET |  | OUTLET | [13 empty] | AI-0032 | Straight Duct | Straight Duct | 1 | EA | AUTO |  |  |  | service=SR ¦ printed_size=14x8 in ¦ review=Straight duct has no confirmed centerline length or coordinates. / Emitted as review-only NOTE row because PDF text does not prove the full 3D DATA contract. ¦ airflow=600 CFM ¦ TOD=151'-4" | Lay out.pdf page 1, line 297 | 0.82 | HOLD | NEEDS_GEOMETRY_REVIEW | Straight duct has no confirmed centerline length or coordinates.; Emitted as review-only NOTE row because PDF text does not prove the full 3D DATA contract.
NOTE | 330 | PDF-P01 |  | SA |  |  | AI0033 |  |  |  |  | STRAIGHT | STRAIGHT_RECT |  | RECT | [5 empty] | CUSTOM | [18 empty] | 8 | 14 |  |  |  | 8 | 14 |  | 8 | 14 |  |  |  |  | NONE | [17 empty] | INLET |  | OUTLET | [13 empty] | AI-0033 | Straight Duct | Straight Duct | 1 | EA | AUTO |  |  |  | service=SA ¦ printed_size=8x14 in ¦ review=Straight duct has no confirmed centerline length or coordinates. / Emitted as review-only NOTE row because PDF text does not prove the full 3D DATA contract. ¦ airflow=600 CFM ¦ TOD=151'-4" | Lay out.pdf page 1, line 299 | 0.82 | HOLD | NEEDS_GEOMETRY_REVIEW | Straight duct has no confirmed centerline length or coordinates.; Emitted as review-only NOTE row because PDF text does not prove the full 3D DATA contract.
NOTE | 340 | PDF-P01 |  |  |  |  | AI0034 |  |  |  |  | STRAIGHT | STRAIGHT_UNKNOWN | [7 empty] | CUSTOM | [32 empty] | NONE | [17 empty] | INLET |  | OUTLET | [13 empty] | AI-0034 | Straight Duct | Straight Duct | 1 | EA | AUTO |  |  |  | review=Detected straight duct marker without a nearby duct size. / Missing confirmed duct dimensions. / Straight duct has no confirmed centerline length or coordinates. / Emitted as review-only NOTE row because PDF text does not prove the full 3D DATA contract. | Lay out.pdf page 1, line 301 | 0.32 | HOLD | NEEDS_GEOMETRY_REVIEW | Detected straight duct marker without a nearby duct size.; Missing confirmed duct dimensions.; Straight duct has no confirmed centerline length or coordinates.; Emitted as review-only NOTE row because PDF text does not prove the full 3D DATA contract.
NOTE | 350 | PDF-P01 |  |  |  |  | AI0035 |  |  |  |  | FITTING | ELBOW_UNKNOWN | [7 empty] | CUSTOM | [32 empty] | ELBOW | [17 empty] | INLET |  | OUTLET | [13 empty] | AI-0035 | Elbow Duct Fitting | Elbow Duct Fitting | 1 | EA | AUTO |  |  |  | review=Detected fitting text without a nearby duct size. / Missing confirmed duct dimensions. / Emitted as review-only NOTE row because PDF text does not prove the full 3D DATA contract. | Lay out.pdf page 1, line 303 | 0.35 | HOLD | NEEDS_GEOMETRY_REVIEW | Detected fitting text without a nearby duct size.; Missing confirmed duct dimensions.; Emitted as review-only NOTE row because PDF text does not prove the full 3D DATA contract.
NOTE | 360 | PDF-P01 |  | SR |  |  | AI0036 |  |  |  |  | STRAIGHT | STRAIGHT_RECT |  | RECT | [5 empty] | CUSTOM | [18 empty] | 14 | 8 |  |  |  | 14 | 8 |  | 14 | 8 |  |  |  |  | NONE | [17 empty] | INLET |  | OUTLET | [13 empty] | AI-0036 | Straight Duct | Straight Duct | 1 | EA | AUTO |  |  |  | service=SR ¦ printed_size=14x8 in ¦ review=Straight duct has no confirmed centerline length or coordinates. / Emitted as review-only NOTE row because PDF text does not prove the full 3D DATA contract. ¦ airflow=600 CFM | Lay out.pdf page 1, line 306 | 0.77 | HOLD | NEEDS_GEOMETRY_REVIEW | Straight duct has no confirmed centerline length or coordinates.; Emitted as review-only NOTE row because PDF text does not prove the full 3D DATA contract.
NOTE | 370 | PDF-P01 |  |  |  |  | AI0037 |  |  |  |  | STRAIGHT | STRAIGHT_UNKNOWN | [7 empty] | CUSTOM | [32 empty] | NONE | [17 empty] | INLET |  | OUTLET | [13 empty] | AI-0037 | Straight Duct | Straight Duct | 1 | EA | AUTO |  |  |  | review=Detected straight duct marker without a nearby duct size. / Missing confirmed duct dimensions. / Straight duct has no confirmed centerline length or coordinates. / Emitted as review-only NOTE row because PDF text does not prove the full 3D DATA contract. | Lay out.pdf page 1, line 308 | 0.32 | HOLD | NEEDS_GEOMETRY_REVIEW | Detected straight duct marker without a nearby duct size.; Missing confirmed duct dimensions.; Straight duct has no confirmed centerline length or coordinates.; Emitted as review-only NOTE row because PDF text does not prove the full 3D DATA contract.
NOTE | 380 | PDF-P01 |  | SA |  |  | AI0038 |  |  |  |  | STRAIGHT | STRAIGHT_RECT |  | RECT | [5 empty] | CUSTOM | [18 empty] | 8 | 14 |  |  |  | 8 | 14 |  | 8 | 14 |  |  |  |  | NONE | [17 empty] | INLET |  | OUTLET | [13 empty] | AI-0038 | Straight Duct | Straight Duct | 1 | EA | AUTO |  |  |  | service=SA ¦ printed_size=8x14 in ¦ review=Straight duct has no confirmed centerline length or coordinates. / Emitted as review-only NOTE row because PDF text does not prove the full 3D DATA contract. ¦ airflow=600 CFM ¦ TOD=151'-7" | Lay out.pdf page 1, line 309 | 0.82 | HOLD | NEEDS_GEOMETRY_REVIEW | Straight duct has no confirmed centerline length or coordinates.; Emitted as review-only NOTE row because PDF text does not prove the full 3D DATA contract.
NOTE | 390 | PDF-P01 |  |  |  |  | AI0039 |  |  |  |  | FITTING | ELBOW_UNKNOWN | [7 empty] | CUSTOM | [32 empty] | ELBOW | [17 empty] | INLET |  | OUTLET | [13 empty] | AI-0039 | Elbow Duct Fitting | Elbow Duct Fitting | 1 | EA | AUTO |  |  |  | review=Detected fitting text without a nearby duct size. / Missing confirmed duct dimensions. / Emitted as review-only NOTE row because PDF text does not prove the full 3D DATA contract. | Lay out.pdf page 1, line 311 | 0.35 | HOLD | NEEDS_GEOMETRY_REVIEW | Detected fitting text without a nearby duct size.; Missing confirmed duct dimensions.; Emitted as review-only NOTE row because PDF text does not prove the full 3D DATA contract.
NOTE | 400 | PDF-P01 |  | SR |  |  | AI0040 |  |  |  |  | STRAIGHT | STRAIGHT_RECT |  | RECT | [5 empty] | CUSTOM | [18 empty] | 14 | 8 |  |  |  | 14 | 8 |  | 14 | 8 |  |  |  |  | NONE | [17 empty] | INLET |  | OUTLET | [13 empty] | AI-0040 | Straight Duct | Straight Duct | 1 | EA | AUTO |  |  |  | service=SR ¦ printed_size=14x8 in ¦ review=Straight duct has no confirmed centerline length or coordinates. / Emitted as review-only NOTE row because PDF text does not prove the full 3D DATA contract. ¦ airflow=600 CFM | Lay out.pdf page 1, line 317 | 0.77 | HOLD | NEEDS_GEOMETRY_REVIEW | Straight duct has no confirmed centerline length or coordinates.; Emitted as review-only NOTE row because PDF text does not prove the full 3D DATA contract.
NOTE | 410 | PDF-P01 |  |  |  |  | AI0041 |  |  |  |  | STRAIGHT | STRAIGHT_UNKNOWN | [7 empty] | CUSTOM | [32 empty] | NONE | [17 empty] | INLET |  | OUTLET | [13 empty] | AI-0041 | Straight Duct | Straight Duct | 1 | EA | AUTO |  |  |  | review=Detected straight duct marker without a nearby duct size. / Missing confirmed duct dimensions. / Straight duct has no confirmed centerline length or coordinates. / Emitted as review-only NOTE row because PDF text does not prove the full 3D DATA contract. | Lay out.pdf page 1, line 319 | 0.32 | HOLD | NEEDS_GEOMETRY_REVIEW | Detected straight duct marker without a nearby duct size.; Missing confirmed duct dimensions.; Straight duct has no confirmed centerline length or coordinates.; Emitted as review-only NOTE row because PDF text does not prove the full 3D DATA contract.
NOTE | 420 | PDF-P01 |  | SA |  |  | AI0042 |  |  |  |  | STRAIGHT | STRAIGHT_RECT |  | RECT | [5 empty] | CUSTOM | [18 empty] | 8 | 14 |  |  |  | 8 | 14 |  | 8 | 14 |  |  |  |  | NONE | [17 empty] | INLET |  | OUTLET | [13 empty] | AI-0042 | Straight Duct | Straight Duct | 1 | EA | AUTO |  |  |  | service=SA ¦ printed_size=8x14 in ¦ review=Straight duct has no confirmed centerline length or coordinates. / Emitted as review-only NOTE row because PDF text does not prove the full 3D DATA contract. ¦ airflow=600 CFM ¦ TOD=151'-7" | Lay out.pdf page 1, line 320 | 0.82 | HOLD | NEEDS_GEOMETRY_REVIEW | Straight duct has no confirmed centerline length or coordinates.; Emitted as review-only NOTE row because PDF text does not prove the full 3D DATA contract.
NOTE | 430 | PDF-P01 |  |  |  |  | AI0043 |  |  |  |  | FITTING | ELBOW_UNKNOWN | [7 empty] | CUSTOM | [32 empty] | ELBOW | [17 empty] | INLET |  | OUTLET | [13 empty] | AI-0043 | Elbow Duct Fitting | Elbow Duct Fitting | 1 | EA | AUTO |  |  |  | review=Detected fitting text without a nearby duct size. / Missing confirmed duct dimensions. / Emitted as review-only NOTE row because PDF text does not prove the full 3D DATA contract. | Lay out.pdf page 1, line 323 | 0.35 | HOLD | NEEDS_GEOMETRY_REVIEW | Detected fitting text without a nearby duct size.; Missing confirmed duct dimensions.; Emitted as review-only NOTE row because PDF text does not prove the full 3D DATA contract.
NOTE | 440 | PDF-P01 |  | SR |  |  | AI0044 |  |  |  |  | STRAIGHT | STRAIGHT_RECT |  | RECT | [5 empty] | CUSTOM | [18 empty] | 14 | 8 |  |  |  | 14 | 8 |  | 14 | 8 |  |  |  |  | NONE | [17 empty] | INLET |  | OUTLET | [13 empty] | AI-0044 | Straight Duct | Straight Duct | 1 | EA | AUTO |  |  |  | service=SR ¦ printed_size=14x8 in ¦ review=Straight duct has no confirmed centerline length or coordinates. / Emitted as review-only NOTE row because PDF text does not prove the full 3D DATA contract. ¦ airflow=600 CFM | Lay out.pdf page 1, line 326 | 0.77 | HOLD | NEEDS_GEOMETRY_REVIEW | Straight duct has no confirmed centerline length or coordinates.; Emitted as review-only NOTE row because PDF text does not prove the full 3D DATA contract.
NOTE | 450 | PDF-P01 |  |  |  |  | AI0045 |  |  |  |  | STRAIGHT | STRAIGHT_UNKNOWN | [7 empty] | CUSTOM | [32 empty] | NONE | [17 empty] | INLET |  | OUTLET | [13 empty] | AI-0045 | Straight Duct | Straight Duct | 1 | EA | AUTO |  |  |  | review=Detected straight duct marker without a nearby duct size. / Missing confirmed duct dimensions. / Straight duct has no confirmed centerline length or coordinates. / Emitted as review-only NOTE row because PDF text does not prove the full 3D DATA contract. | Lay out.pdf page 1, line 328 | 0.32 | HOLD | NEEDS_GEOMETRY_REVIEW | Detected straight duct marker without a nearby duct size.; Missing confirmed duct dimensions.; Straight duct has no confirmed centerline length or coordinates.; Emitted as review-only NOTE row because PDF text does not prove the full 3D DATA contract.
NOTE | 460 | PDF-P01 |  | SA |  |  | AI0046 |  |  |  |  | STRAIGHT | STRAIGHT_RECT |  | RECT | [5 empty] | CUSTOM | [18 empty] | 8 | 14 |  |  |  | 8 | 14 |  | 8 | 14 |  |  |  |  | NONE | [17 empty] | INLET |  | OUTLET | [13 empty] | AI-0046 | Straight Duct | Straight Duct | 1 | EA | AUTO |  |  |  | service=SA ¦ printed_size=8x14 in ¦ review=Straight duct has no confirmed centerline length or coordinates. / Emitted as review-only NOTE row because PDF text does not prove the full 3D DATA contract. ¦ airflow=600 CFM ¦ TOD=151'-4" | Lay out.pdf page 1, line 329 | 0.82 | HOLD | NEEDS_GEOMETRY_REVIEW | Straight duct has no confirmed centerline length or coordinates.; Emitted as review-only NOTE row because PDF text does not prove the full 3D DATA contract.
NOTE | 470 | PDF-P01 |  |  |  |  | AI0047 |  |  |  |  | FITTING | ELBOW_UNKNOWN | [7 empty] | CUSTOM | [32 empty] | ELBOW | [17 empty] | INLET |  | OUTLET | [13 empty] | AI-0047 | Elbow Duct Fitting | Elbow Duct Fitting | 1 | EA | AUTO |  |  |  | review=Detected fitting text without a nearby duct size. / Missing confirmed duct dimensions. / Emitted as review-only NOTE row because PDF text does not prove the full 3D DATA contract. | Lay out.pdf page 1, line 332 | 0.35 | HOLD | NEEDS_GEOMETRY_REVIEW | Detected fitting text without a nearby duct size.; Missing confirmed duct dimensions.; Emitted as review-only NOTE row because PDF text does not prove the full 3D DATA contract.
NOTE | 480 | PDF-P02 |  | EA |  |  | AI0048 |  |  |  |  | STRAIGHT | STRAIGHT_RECT |  | RECT | [5 empty] | CUSTOM | [18 empty] | 10 | 6 |  |  |  | 10 | 6 |  | 10 | 6 |  |  |  |  | NONE | [17 empty] | INLET |  | OUTLET | [13 empty] | AI-0048 | Straight Duct | Straight Duct | 1 | EA | AUTO |  |  |  | service=EA ¦ printed_size=10x6 in ¦ review=Straight duct has no confirmed centerline length or coordinates. / Emitted as review-only NOTE row because PDF text does not prove the full 3D DATA contract. ¦ airflow=100 CFM ¦ TOD=147'-3" | Lay out.pdf page 2, line 57 | 0.82 | HOLD | NEEDS_GEOMETRY_REVIEW | Straight duct has no confirmed centerline length or coordinates.; Emitted as review-only NOTE row because PDF text does not prove the full 3D DATA contract.
NOTE | 490 | PDF-P02 |  | EA |  |  | AI0049 |  |  |  |  | STRAIGHT | STRAIGHT_RECT |  | RECT | [5 empty] | CUSTOM | [16 empty] | 9 | 9 | 16 | 14 |  |  |  | 16 | 14 |  | 16 | 14 |  |  |  |  | NONE | [17 empty] | INLET |  | OUTLET | [13 empty] | AI-0049 | Straight Duct | Straight Duct | 1 | EA | AUTO |  |  |  | service=EA ¦ printed_size=16x14 in ¦ review=Straight length was associated from nearby PDF text context; verify grouping. / Emitted as review-only NOTE row because PDF text does not prove the full 3D DATA contract. ¦ TOD=149'-6" | Lay out.pdf page 2, line 82 | 0.82 | HOLD | NEEDS_GEOMETRY_REVIEW | Straight length was associated from nearby PDF text context; verify grouping.; Emitted as review-only NOTE row because PDF text does not prove the full 3D DATA contract.
NOTE | 500 | PDF-P02 |  |  |  |  | AI0050 |  |  |  |  | STRAIGHT | STRAIGHT_UNKNOWN | [7 empty] | CUSTOM | [32 empty] | NONE | [17 empty] | INLET |  | OUTLET | [13 empty] | AI-0050 | Straight Duct | Straight Duct | 1 | EA | AUTO |  |  |  | review=Detected straight duct marker without a nearby duct size. / Missing confirmed duct dimensions. / Straight duct has no confirmed centerline length or coordinates. / Emitted as review-only NOTE row because PDF text does not prove the full 3D DATA contract. | Lay out.pdf page 2, line 84 | 0.32 | HOLD | NEEDS_GEOMETRY_REVIEW | Detected straight duct marker without a nearby duct size.; Missing confirmed duct dimensions.; Straight duct has no confirmed centerline length or coordinates.; Emitted as review-only NOTE row because PDF text does not prove the full 3D DATA contract.
NOTE | 510 | PDF-P02 |  |  |  |  | AI0051 |  |  |  |  | FITTING | ELBOW_UNKNOWN | [7 empty] | CUSTOM | [32 empty] | ELBOW | [17 empty] | INLET |  | OUTLET | [13 empty] | AI-0051 | Elbow Duct Fitting | Elbow Duct Fitting | 1 | EA | AUTO |  |  |  | review=Detected fitting text without a nearby duct size. / Missing confirmed duct dimensions. / Emitted as review-only NOTE row because PDF text does not prove the full 3D DATA contract. | Lay out.pdf page 2, line 86 | 0.35 | HOLD | NEEDS_GEOMETRY_REVIEW | Detected fitting text without a nearby duct size.; Missing confirmed duct dimensions.; Emitted as review-only NOTE row because PDF text does not prove the full 3D DATA contract.
NOTE | 520 | PDF-P02 |  |  |  |  | AI0052 |  |  |  |  | FITTING | ELBOW_UNKNOWN | [7 empty] | CUSTOM | [32 empty] | ELBOW | [17 empty] | INLET |  | OUTLET | [13 empty] | AI-0052 | Elbow Duct Fitting | Elbow Duct Fitting | 1 | EA | AUTO |  |  |  | review=Detected fitting text without a nearby duct size. / Missing confirmed duct dimensions. / Emitted as review-only NOTE row because PDF text does not prove the full 3D DATA contract. | Lay out.pdf page 2, line 117 | 0.35 | HOLD | NEEDS_GEOMETRY_REVIEW | Detected fitting text without a nearby duct size.; Missing confirmed duct dimensions.; Emitted as review-only NOTE row because PDF text does not prove the full 3D DATA contract.
NOTE | 530 | PDF-P02 |  |  |  |  | AI0053 |  |  |  |  | FITTING | ELBOW_UNKNOWN | [7 empty] | CUSTOM | [32 empty] | ELBOW | [17 empty] | INLET |  | OUTLET | [13 empty] | AI-0053 | Elbow Duct Fitting | Elbow Duct Fitting | 1 | EA | AUTO |  |  |  | review=Detected fitting text without a nearby duct size. / Missing confirmed duct dimensions. / Emitted as review-only NOTE row because PDF text does not prove the full 3D DATA contract. | Lay out.pdf page 2, line 127 | 0.35 | HOLD | NEEDS_GEOMETRY_REVIEW | Detected fitting text without a nearby duct size.; Missing confirmed duct dimensions.; Emitted as review-only NOTE row because PDF text does not prove the full 3D DATA contract.
NOTE | 540 | PDF-P02 |  |  |  |  | AI0054 |  |  |  |  | STRAIGHT | STRAIGHT_UNKNOWN | [7 empty] | CUSTOM | [32 empty] | NONE | [17 empty] | INLET |  | OUTLET | [13 empty] | AI-0054 | Straight Duct | Straight Duct | 1 | EA | AUTO |  |  |  | review=Detected straight duct marker without a nearby duct size. / Missing confirmed duct dimensions. / Straight duct has no confirmed centerline length or coordinates. / Emitted as review-only NOTE row because PDF text does not prove the full 3D DATA contract. | Lay out.pdf page 2, line 146 | 0.32 | HOLD | NEEDS_GEOMETRY_REVIEW | Detected straight duct marker without a nearby duct size.; Missing confirmed duct dimensions.; Straight duct has no confirmed centerline length or coordinates.; Emitted as review-only NOTE row because PDF text does not prove the full 3D DATA contract.
NOTE | 550 | PDF-P02 |  |  |  |  | AI0055 |  |  |  |  | STRAIGHT | STRAIGHT_UNKNOWN | [7 empty] | CUSTOM | [32 empty] | NONE | [17 empty] | INLET |  | OUTLET | [13 empty] | AI-0055 | Straight Duct | Straight Duct | 1 | EA | AUTO |  |  |  | review=Detected straight duct marker without a nearby duct size. / Missing confirmed duct dimensions. / Straight duct has no confirmed centerline length or coordinates. / Emitted as review-only NOTE row because PDF text does not prove the full 3D DATA contract. | Lay out.pdf page 2, line 147 | 0.32 | HOLD | NEEDS_GEOMETRY_REVIEW | Detected straight duct marker without a nearby duct size.; Missing confirmed duct dimensions.; Straight duct has no confirmed centerline length or coordinates.; Emitted as review-only NOTE row because PDF text does not prove the full 3D DATA contract.
NOTE | 560 | PDF-P02 |  |  |  |  | AI0056 |  |  |  |  | STRAIGHT | STRAIGHT_UNKNOWN | [7 empty] | CUSTOM | [32 empty] | NONE | [17 empty] | INLET |  | OUTLET | [13 empty] | AI-0056 | Straight Duct | Straight Duct | 1 | EA | AUTO |  |  |  | review=Detected straight duct marker without a nearby duct size. / Missing confirmed duct dimensions. / Straight duct has no confirmed centerline length or coordinates. / Emitted as review-only NOTE row because PDF text does not prove the full 3D DATA contract. | Lay out.pdf page 2, line 151 | 0.32 | HOLD | NEEDS_GEOMETRY_REVIEW | Detected straight duct marker without a nearby duct size.; Missing confirmed duct dimensions.; Straight duct has no confirmed centerline length or coordinates.; Emitted as review-only NOTE row because PDF text does not prove the full 3D DATA contract.
NOTE | 570 | PDF-P02 |  |  |  |  | AI0057 |  |  |  |  | STRAIGHT | STRAIGHT_UNKNOWN | [7 empty] | CUSTOM | [32 empty] | NONE | [17 empty] | INLET |  | OUTLET | [13 empty] | AI-0057 | Straight Duct | Straight Duct | 1 | EA | AUTO |  |  |  | review=Detected straight duct marker without a nearby duct size. / Missing confirmed duct dimensions. / Straight duct has no confirmed centerline length or coordinates. / Emitted as review-only NOTE row because PDF text does not prove the full 3D DATA contract. | Lay out.pdf page 2, line 154 | 0.32 | HOLD | NEEDS_GEOMETRY_REVIEW | Detected straight duct marker without a nearby duct size.; Missing confirmed duct dimensions.; Straight duct has no confirmed centerline length or coordinates.; Emitted as review-only NOTE row because PDF text does not prove the full 3D DATA contract.
NOTE | 580 | PDF-P02 |  |  |  |  | AI0058 |  |  |  |  | STRAIGHT | STRAIGHT_UNKNOWN | [7 empty] | CUSTOM | [32 empty] | NONE | [17 empty] | INLET |  | OUTLET | [13 empty] | AI-0058 | Straight Duct | Straight Duct | 1 | EA | AUTO |  |  |  | review=Detected straight duct marker without a nearby duct size. / Missing confirmed duct dimensions. / Straight duct has no confirmed centerline length or coordinates. / Emitted as review-only NOTE row because PDF text does not prove the full 3D DATA contract. | Lay out.pdf page 2, line 213 | 0.32 | HOLD | NEEDS_GEOMETRY_REVIEW | Detected straight duct marker without a nearby duct size.; Missing confirmed duct dimensions.; Straight duct has no confirmed centerline length or coordinates.; Emitted as review-only NOTE row because PDF text does not prove the full 3D DATA contract.
NOTE | 590 | PDF-P02 |  | EA |  |  | AI0059 |  |  |  |  | STRAIGHT | STRAIGHT_RECT |  | RECT | [5 empty] | CUSTOM | [18 empty] | 14 | 16 |  |  |  | 14 | 16 |  | 14 | 16 |  |  |  |  | NONE | [17 empty] | INLET |  | OUTLET | [13 empty] | AI-0059 | Straight Duct | Straight Duct | 1 | EA | AUTO |  |  |  | service=EA ¦ printed_size=14x16 in ¦ review=Straight duct has no confirmed centerline length or coordinates. / Emitted as review-only NOTE row because PDF text does not prove the full 3D DATA contract. ¦ TOD=149'-6" | Lay out.pdf page 2, line 221 | 0.77 | HOLD | NEEDS_GEOMETRY_REVIEW | Straight duct has no confirmed centerline length or coordinates.; Emitted as review-only NOTE row because PDF text does not prove the full 3D DATA contract.
NOTE | 600 | PDF-P02 |  | EA |  |  | AI0060 |  |  |  |  | STRAIGHT | STRAIGHT_RECT |  | RECT | [5 empty] | CUSTOM | [18 empty] | 14 | 16 |  |  |  | 14 | 16 |  | 14 | 16 |  |  |  |  | NONE | [17 empty] | INLET |  | OUTLET | [13 empty] | AI-0060 | Straight Duct | Straight Duct | 1 | EA | AUTO |  |  |  | service=EA ¦ printed_size=14x16 in ¦ review=Straight duct has no confirmed centerline length or coordinates. / Emitted as review-only NOTE row because PDF text does not prove the full 3D DATA contract. ¦ airflow=1550 CFM ¦ TOD=149'-6" | Lay out.pdf page 2, line 226 | 0.82 | HOLD | NEEDS_GEOMETRY_REVIEW | Straight duct has no confirmed centerline length or coordinates.; Emitted as review-only NOTE row because PDF text does not prove the full 3D DATA contract.
NOTE | 610 | PDF-P02 |  |  |  |  | AI0061 |  |  |  |  | FITTING | ELBOW_UNKNOWN | [7 empty] | CUSTOM | [32 empty] | ELBOW | [17 empty] | INLET |  | OUTLET | [13 empty] | AI-0061 | Elbow Duct Fitting | Elbow Duct Fitting | 1 | EA | AUTO |  |  |  | review=Detected fitting text without a nearby duct size. / Missing confirmed duct dimensions. / Emitted as review-only NOTE row because PDF text does not prove the full 3D DATA contract. | Lay out.pdf page 2, line 249 | 0.35 | HOLD | NEEDS_GEOMETRY_REVIEW | Detected fitting text without a nearby duct size.; Missing confirmed duct dimensions.; Emitted as review-only NOTE row because PDF text does not prove the full 3D DATA contract.
NOTE | 620 | PDF-P02 |  |  |  |  | AI0062 |  |  |  |  | FITTING | ELBOW_UNKNOWN | [7 empty] | CUSTOM | [32 empty] | ELBOW | [17 empty] | INLET |  | OUTLET | [13 empty] | AI-0062 | Elbow Duct Fitting | Elbow Duct Fitting | 1 | EA | AUTO |  |  |  | review=Detected fitting text without a nearby duct size. / Missing confirmed duct dimensions. / Emitted as review-only NOTE row because PDF text does not prove the full 3D DATA contract. | Lay out.pdf page 2, line 253 | 0.35 | HOLD | NEEDS_GEOMETRY_REVIEW | Detected fitting text without a nearby duct size.; Missing confirmed duct dimensions.; Emitted as review-only NOTE row because PDF text does not prove the full 3D DATA contract.
NOTE | 630 | PDF-P02 |  | SR |  |  | AI0063 |  |  |  |  | STRAIGHT | STRAIGHT_RECT |  | RECT | [5 empty] | CUSTOM | [18 empty] | 8 | 14 |  |  |  | 8 | 14 |  | 8 | 14 |  |  |  |  | NONE | [17 empty] | INLET |  | OUTLET | [13 empty] | AI-0063 | Straight Duct | Straight Duct | 1 | EA | AUTO |  |  |  | service=SR ¦ printed_size=8x14 in ¦ review=Straight duct has no confirmed centerline length or coordinates. / Emitted as review-only NOTE row because PDF text does not prove the full 3D DATA contract. ¦ airflow=500 CFM ¦ TOD=153'-10" | Lay out.pdf page 2, line 257 | 0.82 | HOLD | NEEDS_GEOMETRY_REVIEW | Straight duct has no confirmed centerline length or coordinates.; Emitted as review-only NOTE row because PDF text does not prove the full 3D DATA contract.
NOTE | 640 | PDF-P02 |  | SA |  |  | AI0064 |  |  |  |  | STRAIGHT | STRAIGHT_RECT |  | RECT | [5 empty] | CUSTOM | [18 empty] | 24 | 14 |  |  |  | 24 | 14 |  | 24 | 14 |  |  |  |  | NONE | [17 empty] | INLET |  | OUTLET | [13 empty] | AI-0064 | Straight Duct | Straight Duct | 1 | EA | AUTO |  |  |  | service=SA ¦ printed_size=24x14 in ¦ review=Straight duct has no confirmed centerline length or coordinates. / Emitted as review-only NOTE row because PDF text does not prove the full 3D DATA contract. ¦ airflow=500 CFM ¦ TOD=153'-10" | Lay out.pdf page 2, line 259 | 0.82 | HOLD | NEEDS_GEOMETRY_REVIEW | Straight duct has no confirmed centerline length or coordinates.; Emitted as review-only NOTE row because PDF text does not prove the full 3D DATA contract.
NOTE | 650 | PDF-P02 |  | EA |  |  | AI0065 |  |  |  |  | STRAIGHT | STRAIGHT_RECT |  | RECT | [5 empty] | CUSTOM | [18 empty] | 32 | 42 |  |  |  | 32 | 42 |  | 32 | 42 |  |  |  |  | NONE | [17 empty] | INLET |  | OUTLET | [13 empty] | AI-0065 | Straight Duct | Straight Duct | 1 | EA | AUTO |  |  |  | service=EA ¦ printed_size=32x42 in ¦ review=Straight duct has no confirmed centerline length or coordinates. / Emitted as review-only NOTE row because PDF text does not prove the full 3D DATA contract. ¦ airflow=19000 CFM | Lay out.pdf page 2, line 280 | 0.77 | HOLD | NEEDS_GEOMETRY_REVIEW | Straight duct has no confirmed centerline length or coordinates.; Emitted as review-only NOTE row because PDF text does not prove the full 3D DATA contract.
NOTE | 660 | PDF-P02 |  | EA |  |  | AI0066 |  |  |  |  | STRAIGHT | STRAIGHT_RECT |  | RECT | [5 empty] | CUSTOM | [18 empty] | 30 | 32 |  |  |  | 30 | 32 |  | 30 | 32 |  |  |  |  | NONE | [17 empty] | INLET |  | OUTLET | [13 empty] | AI-0066 | Straight Duct | Straight Duct | 1 | EA | AUTO |  |  |  | service=EA ¦ printed_size=30x32 in ¦ review=Straight duct has no confirmed centerline length or coordinates. / Emitted as review-only NOTE row because PDF text does not prove the full 3D DATA contract. ¦ airflow=19000 CFM | Lay out.pdf page 2, line 282 | 0.77 | HOLD | NEEDS_GEOMETRY_REVIEW | Straight duct has no confirmed centerline length or coordinates.; Emitted as review-only NOTE row because PDF text does not prove the full 3D DATA contract.
NOTE | 670 | PDF-P02 |  | SA |  |  | AI0067 |  |  |  |  | STRAIGHT | STRAIGHT_RECT |  | RECT | [5 empty] | CUSTOM | [18 empty] | 16 | 14 |  |  |  | 16 | 14 |  | 16 | 14 |  |  |  |  | NONE | [17 empty] | INLET |  | OUTLET | [13 empty] | AI-0067 | Straight Duct | Straight Duct | 1 | EA | AUTO |  |  |  | service=SA ¦ printed_size=16x14 in ¦ review=Straight duct has no confirmed centerline length or coordinates. / Emitted as review-only NOTE row because PDF text does not prove the full 3D DATA contract. ¦ airflow=1200 CFM ¦ TOD=153'-10" | Lay out.pdf page 2, line 331 | 0.82 | HOLD | NEEDS_GEOMETRY_REVIEW | Straight duct has no confirmed centerline length or coordinates.; Emitted as review-only NOTE row because PDF text does not prove the full 3D DATA contract.
NOTE | 680 | PDF-P02 |  | EA |  |  | AI0068 |  |  |  |  | STRAIGHT | STRAIGHT_RECT |  | RECT | [5 empty] | CUSTOM | [18 empty] | 16 | 14 |  |  |  | 16 | 14 |  | 16 | 14 |  |  |  |  | NONE | [17 empty] | INLET |  | OUTLET | [13 empty] | AI-0068 | Straight Duct | Straight Duct | 1 | EA | AUTO |  |  |  | service=EA ¦ printed_size=16x14 in ¦ review=Straight duct has no confirmed centerline length or coordinates. / Emitted as review-only NOTE row because PDF text does not prove the full 3D DATA contract. ¦ airflow=1200 CFM ¦ TOD=153'-10" | Lay out.pdf page 2, line 335 | 0.82 | HOLD | NEEDS_GEOMETRY_REVIEW | Straight duct has no confirmed centerline length or coordinates.; Emitted as review-only NOTE row because PDF text does not prove the full 3D DATA contract.
NOTE | 690 | PDF-P02 |  |  |  |  | AI0069 |  |  |  |  | STRAIGHT | STRAIGHT_UNKNOWN | [7 empty] | CUSTOM | [32 empty] | NONE | [17 empty] | INLET |  | OUTLET | [13 empty] | AI-0069 | Straight Duct | Straight Duct | 1 | EA | AUTO |  |  |  | review=Detected straight duct marker without a nearby duct size. / Missing confirmed duct dimensions. / Straight duct has no confirmed centerline length or coordinates. / Emitted as review-only NOTE row because PDF text does not prove the full 3D DATA contract. | Lay out.pdf page 2, line 338 | 0.32 | HOLD | NEEDS_GEOMETRY_REVIEW | Detected straight duct marker without a nearby duct size.; Missing confirmed duct dimensions.; Straight duct has no confirmed centerline length or coordinates.; Emitted as review-only NOTE row because PDF text does not prove the full 3D DATA contract.
NOTE | 700 | PDF-P02 |  | EA |  |  | AI0070 |  |  |  |  | STRAIGHT | STRAIGHT_RECT |  | RECT | [5 empty] | CUSTOM | [18 empty] | 10 | 8 |  |  |  | 10 | 8 |  | 10 | 8 |  |  |  |  | NONE | [17 empty] | INLET |  | OUTLET | [13 empty] | AI-0070 | Straight Duct | Straight Duct | 1 | EA | AUTO |  |  |  | service=EA ¦ printed_size=10x8 in ¦ review=Straight duct has no confirmed centerline length or coordinates. / Emitted as review-only NOTE row because PDF text does not prove the full 3D DATA contract. ¦ TOD=149'-3" | Lay out.pdf page 2, line 342 | 0.77 | HOLD | NEEDS_GEOMETRY_REVIEW | Straight duct has no confirmed centerline length or coordinates.; Emitted as review-only NOTE row because PDF text does not prove the full 3D DATA contract.
NOTE | 710 | PDF-P02 |  | EA |  |  | AI0071 |  |  |  |  | STRAIGHT | STRAIGHT_RECT |  | RECT | [5 empty] | CUSTOM | [18 empty] | 6 | 10 |  |  |  | 6 | 10 |  | 6 | 10 |  |  |  |  | NONE | [17 empty] | INLET |  | OUTLET | [13 empty] | AI-0071 | Straight Duct | Straight Duct | 1 | EA | AUTO |  |  |  | service=EA ¦ printed_size=6x10 in ¦ review=Straight duct has no confirmed centerline length or coordinates. / Emitted as review-only NOTE row because PDF text does not prove the full 3D DATA contract. ¦ airflow=100 CFM ¦ TOD=147'-3" | Lay out.pdf page 2, line 352 | 0.82 | HOLD | NEEDS_GEOMETRY_REVIEW | Straight duct has no confirmed centerline length or coordinates.; Emitted as review-only NOTE row because PDF text does not prove the full 3D DATA contract.
NOTE | 720 | PDF-P02 |  |  |  |  | AI0072 |  |  |  |  | FITTING | ELBOW_UNKNOWN | [7 empty] | CUSTOM | [32 empty] | ELBOW | [17 empty] | INLET |  | OUTLET | [13 empty] | AI-0072 | Elbow Duct Fitting | Elbow Duct Fitting | 1 | EA | AUTO |  |  |  | review=Detected fitting text without a nearby duct size. / Missing confirmed duct dimensions. / Emitted as review-only NOTE row because PDF text does not prove the full 3D DATA contract. | Lay out.pdf page 2, line 361 | 0.35 | HOLD | NEEDS_GEOMETRY_REVIEW | Detected fitting text without a nearby duct size.; Missing confirmed duct dimensions.; Emitted as review-only NOTE row because PDF text does not prove the full 3D DATA contract.
NOTE | 730 | PDF-P02 |  |  |  |  | AI0073 |  |  |  |  | FITTING | ELBOW_UNKNOWN | [7 empty] | CUSTOM | [32 empty] | ELBOW | [17 empty] | INLET |  | OUTLET | [13 empty] | AI-0073 | Elbow Duct Fitting | Elbow Duct Fitting | 1 | EA | AUTO |  |  |  | review=Detected fitting text without a nearby duct size. / Missing confirmed duct dimensions. / Emitted as review-only NOTE row because PDF text does not prove the full 3D DATA contract. | Lay out.pdf page 2, line 365 | 0.35 | HOLD | NEEDS_GEOMETRY_REVIEW | Detected fitting text without a nearby duct size.; Missing confirmed duct dimensions.; Emitted as review-only NOTE row because PDF text does not prove the full 3D DATA contract.
NOTE | 740 | PDF-P02 |  |  |  |  | AI0074 |  |  |  |  | FITTING | ELBOW_UNKNOWN | [7 empty] | CUSTOM | [32 empty] | ELBOW | [17 empty] | INLET |  | OUTLET | [13 empty] | AI-0074 | Elbow Duct Fitting | Elbow Duct Fitting | 1 | EA | AUTO |  |  |  | review=Detected fitting text without a nearby duct size. / Missing confirmed duct dimensions. / Emitted as review-only NOTE row because PDF text does not prove the full 3D DATA contract. | Lay out.pdf page 2, line 389 | 0.35 | HOLD | NEEDS_GEOMETRY_REVIEW | Detected fitting text without a nearby duct size.; Missing confirmed duct dimensions.; Emitted as review-only NOTE row because PDF text does not prove the full 3D DATA contract.
NOTE | 750 | PDF-P02 |  |  |  |  | AI0075 |  |  |  |  | FITTING | ELBOW_UNKNOWN | [7 empty] | CUSTOM | [32 empty] | ELBOW | [17 empty] | INLET |  | OUTLET | [13 empty] | AI-0075 | Elbow Duct Fitting | Elbow Duct Fitting | 1 | EA | AUTO |  |  |  | review=Detected fitting text without a nearby duct size. / Missing confirmed duct dimensions. / Emitted as review-only NOTE row because PDF text does not prove the full 3D DATA contract. | Lay out.pdf page 2, line 392 | 0.35 | HOLD | NEEDS_GEOMETRY_REVIEW | Detected fitting text without a nearby duct size.; Missing confirmed duct dimensions.; Emitted as review-only NOTE row because PDF text does not prove the full 3D DATA contract.
NOTE | 760 | PDF-P02 |  |  |  |  | AI0076 |  |  |  |  | FITTING | ELBOW_UNKNOWN | [7 empty] | CUSTOM | [32 empty] | ELBOW | [17 empty] | INLET |  | OUTLET | [13 empty] | AI-0076 | Elbow Duct Fitting | Elbow Duct Fitting | 1 | EA | AUTO |  |  |  | review=Detected fitting text without a nearby duct size. / Missing confirmed duct dimensions. / Emitted as review-only NOTE row because PDF text does not prove the full 3D DATA contract. | Lay out.pdf page 2, line 394 | 0.35 | HOLD | NEEDS_GEOMETRY_REVIEW | Detected fitting text without a nearby duct size.; Missing confirmed duct dimensions.; Emitted as review-only NOTE row because PDF text does not prove the full 3D DATA contract.
NOTE | 770 | PDF-P02 |  |  |  |  | AI0077 |  |  |  |  | STRAIGHT | STRAIGHT_UNKNOWN | [7 empty] | CUSTOM | [32 empty] | NONE | [17 empty] | INLET |  | OUTLET | [13 empty] | AI-0077 | Straight Duct | Straight Duct | 1 | EA | AUTO |  |  |  | review=Detected straight duct marker without a nearby duct size. / Missing confirmed duct dimensions. / Straight duct has no confirmed centerline length or coordinates. / Emitted as review-only NOTE row because PDF text does not prove the full 3D DATA contract. | Lay out.pdf page 2, line 395 | 0.32 | HOLD | NEEDS_GEOMETRY_REVIEW | Detected straight duct marker without a nearby duct size.; Missing confirmed duct dimensions.; Straight duct has no confirmed centerline length or coordinates.; Emitted as review-only NOTE row because PDF text does not prove the full 3D DATA contract.
NOTE | 780 | PDF-P02 |  |  |  |  | AI0078 |  |  |  |  | STRAIGHT | STRAIGHT_UNKNOWN | [7 empty] | CUSTOM | [32 empty] | NONE | [17 empty] | INLET |  | OUTLET | [13 empty] | AI-0078 | Straight Duct | Straight Duct | 1 | EA | AUTO |  |  |  | review=Detected straight duct marker without a nearby duct size. / Missing confirmed duct dimensions. / Straight duct has no confirmed centerline length or coordinates. / Emitted as review-only NOTE row because PDF text does not prove the full 3D DATA contract. | Lay out.pdf page 2, line 396 | 0.32 | HOLD | NEEDS_GEOMETRY_REVIEW | Detected straight duct marker without a nearby duct size.; Missing confirmed duct dimensions.; Straight duct has no confirmed centerline length or coordinates.; Emitted as review-only NOTE row because PDF text does not prove the full 3D DATA contract.
NOTE | 790 | PDF-P02 |  |  |  |  | AI0079 |  |  |  |  | STRAIGHT | STRAIGHT_UNKNOWN | [7 empty] | CUSTOM | [32 empty] | NONE | [17 empty] | INLET |  | OUTLET | [13 empty] | AI-0079 | Straight Duct | Straight Duct | 1 | EA | AUTO |  |  |  | review=Detected straight duct marker without a nearby duct size. / Missing confirmed duct dimensions. / Straight duct has no confirmed centerline length or coordinates. / Emitted as review-only NOTE row because PDF text does not prove the full 3D DATA contract. | Lay out.pdf page 2, line 398 | 0.32 | HOLD | NEEDS_GEOMETRY_REVIEW | Detected straight duct marker without a nearby duct size.; Missing confirmed duct dimensions.; Straight duct has no confirmed centerline length or coordinates.; Emitted as review-only NOTE row because PDF text does not prove the full 3D DATA contract.
NOTE | 800 | PDF-P02 |  |  |  |  | AI0080 |  |  |  |  | FITTING | ELBOW_UNKNOWN | [7 empty] | CUSTOM | [32 empty] | ELBOW | [17 empty] | INLET |  | OUTLET | [13 empty] | AI-0080 | Elbow Duct Fitting | Elbow Duct Fitting | 1 | EA | AUTO |  |  |  | review=Detected fitting text without a nearby duct size. / Missing confirmed duct dimensions. / Emitted as review-only NOTE row because PDF text does not prove the full 3D DATA contract. | Lay out.pdf page 2, line 400 | 0.35 | HOLD | NEEDS_GEOMETRY_REVIEW | Detected fitting text without a nearby duct size.; Missing confirmed duct dimensions.; Emitted as review-only NOTE row because PDF text does not prove the full 3D DATA contract.
NOTE | 810 | PDF-P02 |  |  |  |  | AI0081 |  |  |  |  | FITTING | ELBOW_UNKNOWN | [7 empty] | CUSTOM | [32 empty] | ELBOW | [17 empty] | INLET |  | OUTLET | [13 empty] | AI-0081 | Elbow Duct Fitting | Elbow Duct Fitting | 1 | EA | AUTO |  |  |  | review=Detected fitting text without a nearby duct size. / Missing confirmed duct dimensions. / Emitted as review-only NOTE row because PDF text does not prove the full 3D DATA contract. | Lay out.pdf page 2, line 402 | 0.35 | HOLD | NEEDS_GEOMETRY_REVIEW | Detected fitting text without a nearby duct size.; Missing confirmed duct dimensions.; Emitted as review-only NOTE row because PDF text does not prove the full 3D DATA contract.
NOTE | 820 | PDF-P02 |  |  |  |  | AI0082 |  |  |  |  | STRAIGHT | STRAIGHT_UNKNOWN | [7 empty] | CUSTOM | [32 empty] | NONE | [17 empty] | INLET |  | OUTLET | [13 empty] | AI-0082 | Straight Duct | Straight Duct | 1 | EA | AUTO |  |  |  | review=Detected straight duct marker without a nearby duct size. / Missing confirmed duct dimensions. / Straight duct has no confirmed centerline length or coordinates. / Emitted as review-only NOTE row because PDF text does not prove the full 3D DATA contract. | Lay out.pdf page 2, line 404 | 0.32 | HOLD | NEEDS_GEOMETRY_REVIEW | Detected straight duct marker without a nearby duct size.; Missing confirmed duct dimensions.; Straight duct has no confirmed centerline length or coordinates.; Emitted as review-only NOTE row because PDF text does not prove the full 3D DATA contract.
NOTE | 830 | PDF-P02 |  |  |  |  | AI0083 |  |  |  |  | FITTING | ELBOW_UNKNOWN | [7 empty] | CUSTOM | [32 empty] | ELBOW | [17 empty] | INLET |  | OUTLET | [13 empty] | AI-0083 | Elbow Duct Fitting | Elbow Duct Fitting | 1 | EA | AUTO |  |  |  | review=Detected fitting text without a nearby duct size. / Missing confirmed duct dimensions. / Emitted as review-only NOTE row because PDF text does not prove the full 3D DATA contract. | Lay out.pdf page 2, line 406 | 0.35 | HOLD | NEEDS_GEOMETRY_REVIEW | Detected fitting text without a nearby duct size.; Missing confirmed duct dimensions.; Emitted as review-only NOTE row because PDF text does not prove the full 3D DATA contract.
NOTE | 840 | PDF-P02 |  |  |  |  | AI0084 |  |  |  |  | STRAIGHT | STRAIGHT_UNKNOWN | [7 empty] | CUSTOM | [32 empty] | NONE | [17 empty] | INLET |  | OUTLET | [13 empty] | AI-0084 | Straight Duct | Straight Duct | 1 | EA | AUTO |  |  |  | review=Detected straight duct marker without a nearby duct size. / Missing confirmed duct dimensions. / Straight duct has no confirmed centerline length or coordinates. / Emitted as review-only NOTE row because PDF text does not prove the full 3D DATA contract. | Lay out.pdf page 2, line 407 | 0.32 | HOLD | NEEDS_GEOMETRY_REVIEW | Detected straight duct marker without a nearby duct size.; Missing confirmed duct dimensions.; Straight duct has no confirmed centerline length or coordinates.; Emitted as review-only NOTE row because PDF text does not prove the full 3D DATA contract.
NOTE | 850 | PDF-P02 |  |  |  |  | AI0085 |  |  |  |  | STRAIGHT | STRAIGHT_UNKNOWN | [7 empty] | CUSTOM | [32 empty] | NONE | [17 empty] | INLET |  | OUTLET | [13 empty] | AI-0085 | Straight Duct | Straight Duct | 1 | EA | AUTO |  |  |  | review=Detected straight duct marker without a nearby duct size. / Missing confirmed duct dimensions. / Straight duct has no confirmed centerline length or coordinates. / Emitted as review-only NOTE row because PDF text does not prove the full 3D DATA contract. | Lay out.pdf page 2, line 411 | 0.32 | HOLD | NEEDS_GEOMETRY_REVIEW | Detected straight duct marker without a nearby duct size.; Missing confirmed duct dimensions.; Straight duct has no confirmed centerline length or coordinates.; Emitted as review-only NOTE row because PDF text does not prove the full 3D DATA contract.
NOTE | 860 | PDF-P02 |  | SR |  |  | AI0086 |  |  |  |  | STRAIGHT | STRAIGHT_RECT |  | RECT | [5 empty] | CUSTOM | [18 empty] | 14 | 8 |  |  |  | 14 | 8 |  | 14 | 8 |  |  |  |  | NONE | [17 empty] | INLET |  | OUTLET | [13 empty] | AI-0086 | Straight Duct | Straight Duct | 1 | EA | AUTO |  |  |  | service=SR ¦ printed_size=14x8 in ¦ review=Straight duct has no confirmed centerline length or coordinates. / Emitted as review-only NOTE row because PDF text does not prove the full 3D DATA contract. ¦ airflow=500 CFM | Lay out.pdf page 2, line 415 | 0.77 | HOLD | NEEDS_GEOMETRY_REVIEW | Straight duct has no confirmed centerline length or coordinates.; Emitted as review-only NOTE row because PDF text does not prove the full 3D DATA contract.
NOTE | 870 | PDF-P02 |  | SR |  |  | AI0087 |  |  |  |  | STRAIGHT | STRAIGHT_RECT |  | RECT | [5 empty] | CUSTOM | [18 empty] | 14 | 8 |  |  |  | 14 | 8 |  | 14 | 8 |  |  |  |  | NONE | [17 empty] | INLET |  | OUTLET | [13 empty] | AI-0087 | Straight Duct | Straight Duct | 1 | EA | AUTO |  |  |  | service=SR ¦ printed_size=14x8 in ¦ review=Straight duct has no confirmed centerline length or coordinates. / Emitted as review-only NOTE row because PDF text does not prove the full 3D DATA contract. ¦ airflow=500 CFM | Lay out.pdf page 2, line 419 | 0.77 | HOLD | NEEDS_GEOMETRY_REVIEW | Straight duct has no confirmed centerline length or coordinates.; Emitted as review-only NOTE row because PDF text does not prove the full 3D DATA contract.
NOTE | 880 | PDF-P02 |  | SA |  |  | AI0088 |  |  |  |  | STRAIGHT | STRAIGHT_RECT |  | RECT | [5 empty] | CUSTOM | [18 empty] | 24 | 14 |  |  |  | 24 | 14 |  | 24 | 14 |  |  |  |  | NONE | [17 empty] | INLET |  | OUTLET | [13 empty] | AI-0088 | Straight Duct | Straight Duct | 1 | EA | AUTO |  |  |  | service=SA ¦ printed_size=24x14 in ¦ review=Straight duct has no confirmed centerline length or coordinates. / Emitted as review-only NOTE row because PDF text does not prove the full 3D DATA contract. ¦ airflow=500 CFM ¦ TOD=153'-10" | Lay out.pdf page 2, line 422 | 0.82 | HOLD | NEEDS_GEOMETRY_REVIEW | Straight duct has no confirmed centerline length or coordinates.; Emitted as review-only NOTE row because PDF text does not prove the full 3D DATA contract.
NOTE | 890 | PDF-P02 |  | SA |  |  | AI0089 |  |  |  |  | STRAIGHT | STRAIGHT_RECT |  | RECT | [5 empty] | CUSTOM | [18 empty] | 8 | 14 |  |  |  | 8 | 14 |  | 8 | 14 |  |  |  |  | NONE | [17 empty] | INLET |  | OUTLET | [13 empty] | AI-0089 | Straight Duct | Straight Duct | 1 | EA | AUTO |  |  |  | service=SA ¦ printed_size=8x14 in ¦ review=Straight duct has no confirmed centerline length or coordinates. / Emitted as review-only NOTE row because PDF text does not prove the full 3D DATA contract. ¦ TOD=153'-10" | Lay out.pdf page 2, line 424 | 0.77 | HOLD | NEEDS_GEOMETRY_REVIEW | Straight duct has no confirmed centerline length or coordinates.; Emitted as review-only NOTE row because PDF text does not prove the full 3D DATA contract.
NOTE | 900 | PDF-P02 |  |  |  |  | AI0090 |  |  |  |  | FITTING | ELBOW_UNKNOWN | [7 empty] | CUSTOM | [32 empty] | ELBOW | [17 empty] | INLET |  | OUTLET | [13 empty] | AI-0090 | Elbow Duct Fitting | Elbow Duct Fitting | 1 | EA | AUTO |  |  |  | review=Detected fitting text without a nearby duct size. / Missing confirmed duct dimensions. / Emitted as review-only NOTE row because PDF text does not prove the full 3D DATA contract. | Lay out.pdf page 2, line 428 | 0.35 | HOLD | NEEDS_GEOMETRY_REVIEW | Detected fitting text without a nearby duct size.; Missing confirmed duct dimensions.; Emitted as review-only NOTE row because PDF text does not prove the full 3D DATA contract.
NOTE | 910 | PDF-P02 |  | SR |  |  | AI0091 |  |  |  |  | STRAIGHT | STRAIGHT_RECT |  | RECT | [5 empty] | CUSTOM | [18 empty] | 8 | 14 |  |  |  | 8 | 14 |  | 8 | 14 |  |  |  |  | NONE | [17 empty] | INLET |  | OUTLET | [13 empty] | AI-0091 | Straight Duct | Straight Duct | 1 | EA | AUTO |  |  |  | service=SR ¦ printed_size=8x14 in ¦ review=Straight duct has no confirmed centerline length or coordinates. / Emitted as review-only NOTE row because PDF text does not prove the full 3D DATA contract. ¦ TOD=145'-9" | Lay out.pdf page 2, line 433 | 0.77 | HOLD | NEEDS_GEOMETRY_REVIEW | Straight duct has no confirmed centerline length or coordinates.; Emitted as review-only NOTE row because PDF text does not prove the full 3D DATA contract.
NOTE | 920 | PDF-P02 |  | SA |  |  | AI0092 |  |  |  |  | FITTING | ELBOW_RECT |  | RECT | [5 empty] | CUSTOM | [18 empty] | 8 | 14 |  |  |  | 8 | 14 |  | 8 | 14 |  |  |  |  | ELBOW | [17 empty] | INLET |  | OUTLET | [13 empty] | AI-0092 | Elbow Duct Fitting | Elbow Duct Fitting | 1 | EA | AUTO |  |  |  | service=SA ¦ printed_size=8x14 in ¦ review=Fitting token was associated from nearby PDF text context; verify grouping. / Emitted as review-only NOTE row because PDF text does not prove the full 3D DATA contract. ¦ TOD=145'-9" | Lay out.pdf page 2, line 437 | 0.8 | HOLD | NEEDS_GEOMETRY_REVIEW | Fitting token was associated from nearby PDF text context; verify grouping.; Emitted as review-only NOTE row because PDF text does not prove the full 3D DATA contract.
NOTE | 930 | PDF-P02 |  |  |  |  | AI0093 |  |  |  |  | FITTING | ELBOW_UNKNOWN | [7 empty] | CUSTOM | [32 empty] | ELBOW | [17 empty] | INLET |  | OUTLET | [13 empty] | AI-0093 | Elbow Duct Fitting | Elbow Duct Fitting | 1 | EA | AUTO |  |  |  | review=Detected fitting text without a nearby duct size. / Missing confirmed duct dimensions. / Emitted as review-only NOTE row because PDF text does not prove the full 3D DATA contract. | Lay out.pdf page 2, line 440 | 0.35 | HOLD | NEEDS_GEOMETRY_REVIEW | Detected fitting text without a nearby duct size.; Missing confirmed duct dimensions.; Emitted as review-only NOTE row because PDF text does not prove the full 3D DATA contract.
NOTE | 940 | PDF-P02 |  | SA |  |  | AI0094 |  |  |  |  | STRAIGHT | STRAIGHT_RECT |  | RECT | [5 empty] | CUSTOM | [18 empty] | 14 | 16 |  |  |  | 14 | 16 |  | 14 | 16 |  |  |  |  | NONE | [17 empty] | INLET |  | OUTLET | [13 empty] | AI-0094 | Straight Duct | Straight Duct | 1 | EA | AUTO |  |  |  | service=SA ¦ printed_size=14x16 in ¦ review=Straight duct has no confirmed centerline length or coordinates. / Emitted as review-only NOTE row because PDF text does not prove the full 3D DATA contract. ¦ TOD=153'-10" | Lay out.pdf page 2, line 444 | 0.77 | HOLD | NEEDS_GEOMETRY_REVIEW | Straight duct has no confirmed centerline length or coordinates.; Emitted as review-only NOTE row because PDF text does not prove the full 3D DATA contract.
NOTE | 950 | PDF-P02 |  |  |  |  | AI0095 |  |  |  |  | FITTING | ELBOW_UNKNOWN | [7 empty] | CUSTOM | [32 empty] | ELBOW | [17 empty] | INLET |  | OUTLET | [13 empty] | AI-0095 | Elbow Duct Fitting | Elbow Duct Fitting | 1 | EA | AUTO |  |  |  | review=Detected fitting text without a nearby duct size. / Missing confirmed duct dimensions. / Emitted as review-only NOTE row because PDF text does not prove the full 3D DATA contract. | Lay out.pdf page 2, line 459 | 0.35 | HOLD | NEEDS_GEOMETRY_REVIEW | Detected fitting text without a nearby duct size.; Missing confirmed duct dimensions.; Emitted as review-only NOTE row because PDF text does not prove the full 3D DATA contract.
NOTE | 960 | PDF-P02 |  | SA |  |  | AI0096 |  |  |  |  | STRAIGHT | STRAIGHT_RECT |  | RECT | [5 empty] | CUSTOM | [18 empty] | 24 | 14 |  |  |  | 24 | 14 |  | 24 | 14 |  |  |  |  | NONE | [17 empty] | INLET |  | OUTLET | [13 empty] | AI-0096 | Straight Duct | Straight Duct | 1 | EA | AUTO |  |  |  | service=SA ¦ printed_size=24x14 in ¦ review=Straight duct has no confirmed centerline length or coordinates. / Emitted as review-only NOTE row because PDF text does not prove the full 3D DATA contract. ¦ airflow=3700 CFM ¦ TOD=154'-4" | Lay out.pdf page 2, line 475 | 0.82 | HOLD | NEEDS_GEOMETRY_REVIEW | Straight duct has no confirmed centerline length or coordinates.; Emitted as review-only NOTE row because PDF text does not prove the full 3D DATA contract.
NOTE | 970 | PDF-P02 |  |  |  |  | AI0097 |  |  |  |  | STRAIGHT | STRAIGHT_UNKNOWN | [7 empty] | CUSTOM | [32 empty] | NONE | [17 empty] | INLET |  | OUTLET | [13 empty] | AI-0097 | Straight Duct | Straight Duct | 1 | EA | AUTO |  |  |  | review=Detected straight duct marker without a nearby duct size. / Missing confirmed duct dimensions. / Straight duct has no confirmed centerline length or coordinates. / Emitted as review-only NOTE row because PDF text does not prove the full 3D DATA contract. | Lay out.pdf page 2, line 482 | 0.32 | HOLD | NEEDS_GEOMETRY_REVIEW | Detected straight duct marker without a nearby duct size.; Missing confirmed duct dimensions.; Straight duct has no confirmed centerline length or coordinates.; Emitted as review-only NOTE row because PDF text does not prove the full 3D DATA contract.
NOTE | 980 | PDF-P02 |  | SA |  |  | AI0098 |  |  |  |  | STRAIGHT | STRAIGHT_RECT |  | RECT | [5 empty] | CUSTOM | [18 empty] | 8 | 8 |  |  |  | 8 | 8 |  | 8 | 8 |  |  |  |  | NONE | [17 empty] | INLET |  | OUTLET | [13 empty] | AI-0098 | Straight Duct | Straight Duct | 1 | EA | AUTO |  |  |  | service=SA ¦ printed_size=8x8 in ¦ review=Straight duct has no confirmed centerline length or coordinates. / Emitted as review-only NOTE row because PDF text does not prove the full 3D DATA contract. ¦ TOD=141'-11" | Lay out.pdf page 2, line 483 | 0.77 | HOLD | NEEDS_GEOMETRY_REVIEW | Straight duct has no confirmed centerline length or coordinates.; Emitted as review-only NOTE row because PDF text does not prove the full 3D DATA contract.
NOTE | 990 | PDF-P02 |  |  |  |  | AI0099 |  |  |  |  | FITTING | ELBOW_UNKNOWN | [7 empty] | CUSTOM | [32 empty] | ELBOW | [17 empty] | INLET |  | OUTLET | [13 empty] | AI-0099 | Elbow Duct Fitting | Elbow Duct Fitting | 1 | EA | AUTO |  |  |  | review=Detected fitting text without a nearby duct size. / Missing confirmed duct dimensions. / Emitted as review-only NOTE row because PDF text does not prove the full 3D DATA contract. | Lay out.pdf page 2, line 486 | 0.35 | HOLD | NEEDS_GEOMETRY_REVIEW | Detected fitting text without a nearby duct size.; Missing confirmed duct dimensions.; Emitted as review-only NOTE row because PDF text does not prove the full 3D DATA contract.
NOTE | 1000 | PDF-P02 |  |  |  |  | AI0100 |  |  |  |  | STRAIGHT | STRAIGHT_UNKNOWN | [7 empty] | CUSTOM | [32 empty] | NONE | [17 empty] | INLET |  | OUTLET | [13 empty] | AI-0100 | Straight Duct | Straight Duct | 1 | EA | AUTO |  |  |  | review=Detected straight duct marker without a nearby duct size. / Missing confirmed duct dimensions. / Straight duct has no confirmed centerline length or coordinates. / Emitted as review-only NOTE row because PDF text does not prove the full 3D DATA contract. | Lay out.pdf page 2, line 487 | 0.32 | HOLD | NEEDS_GEOMETRY_REVIEW | Detected straight duct marker without a nearby duct size.; Missing confirmed duct dimensions.; Straight duct has no confirmed centerline length or coordinates.; Emitted as review-only NOTE row because PDF text does not prove the full 3D DATA contract.
NOTE | 1010 | PDF-P02 |  |  |  |  | AI0101 |  |  |  |  | FITTING | WYE_UNKNOWN | [7 empty] | CUSTOM | [32 empty] | WYE | [17 empty] | INLET |  | OUTLET | [13 empty] | AI-0101 | Wye Duct Fitting | Wye Duct Fitting | 1 | EA | AUTO |  |  |  | review=Detected fitting text without a nearby duct size. / Missing confirmed duct dimensions. / Branch fitting needs confirmed branch port geometry before DATA export. / Emitted as review-only NOTE row because PDF text does not prove the full 3D DATA contract. | Lay out.pdf page 2, line 489 | 0.35 | HOLD | NEEDS_GEOMETRY_REVIEW | Detected fitting text without a nearby duct size.; Missing confirmed duct dimensions.; Branch fitting needs confirmed branch port geometry before DATA export.; Emitted as review-only NOTE row because PDF text does not prove the full 3D DATA contract.
NOTE | 1020 | PDF-P02 |  | SR |  |  | AI0102 |  |  |  |  | FITTING | WYE_RECT |  | RECT | [5 empty] | CUSTOM | [18 empty] | 16 | 8 |  |  |  | 16 | 8 |  | 16 | 8 |  |  |  |  | WYE | [17 empty] | INLET |  | OUTLET | [13 empty] | AI-0102 | Wye Duct Fitting | Wye Duct Fitting | 1 | EA | AUTO |  |  |  | service=SR ¦ printed_size=16x8 in ¦ review=Fitting token was associated from nearby PDF text context; verify grouping. / Branch fitting needs confirmed branch port geometry before DATA export. / Emitted as review-only NOTE row because PDF text does not prove the full 3D DATA contract. ¦ airflow=500 CFM ¦ TOD=153'-10" | Lay out.pdf page 2, line 492 | 0.85 | HOLD | NEEDS_GEOMETRY_REVIEW | Fitting token was associated from nearby PDF text context; verify grouping.; Branch fitting needs confirmed branch port geometry before DATA export.; Emitted as review-only NOTE row because PDF text does not prove the full 3D DATA contract.
NOTE | 1030 | PDF-P02 |  | SA |  |  | AI0103 |  |  |  |  | STRAIGHT | STRAIGHT_RECT |  | RECT | [5 empty] | CUSTOM | [16 empty] | 14 | 14 | 22 | 16 |  |  |  | 22 | 16 |  | 22 | 16 |  |  |  |  | NONE | [17 empty] | INLET |  | OUTLET | [13 empty] | AI-0103 | Straight Duct | Straight Duct | 1 | EA | AUTO |  |  |  | service=SA ¦ printed_size=22x16 in ¦ review=Straight length was associated from nearby PDF text context; verify grouping. / Emitted as review-only NOTE row because PDF text does not prove the full 3D DATA contract. ¦ airflow=500 CFM ¦ TOD=153'-10" | Lay out.pdf page 2, line 494 | 0.87 | HOLD | NEEDS_GEOMETRY_REVIEW | Straight length was associated from nearby PDF text context; verify grouping.; Emitted as review-only NOTE row because PDF text does not prove the full 3D DATA contract.
NOTE | 1040 | PDF-P02 |  |  |  |  | AI0104 |  |  |  |  | STRAIGHT | STRAIGHT_UNKNOWN | [7 empty] | CUSTOM | [32 empty] | NONE | [17 empty] | INLET |  | OUTLET | [13 empty] | AI-0104 | Straight Duct | Straight Duct | 1 | EA | AUTO |  |  |  | review=Detected straight duct marker without a nearby duct size. / Missing confirmed duct dimensions. / Straight duct has no confirmed centerline length or coordinates. / Emitted as review-only NOTE row because PDF text does not prove the full 3D DATA contract. | Lay out.pdf page 2, line 496 | 0.32 | HOLD | NEEDS_GEOMETRY_REVIEW | Detected straight duct marker without a nearby duct size.; Missing confirmed duct dimensions.; Straight duct has no confirmed centerline length or coordinates.; Emitted as review-only NOTE row because PDF text does not prove the full 3D DATA contract.
NOTE | 1050 | PDF-P02 |  |  |  |  | AI0105 |  |  |  |  | FITTING | WYE_UNKNOWN | [7 empty] | CUSTOM | [32 empty] | WYE | [17 empty] | INLET |  | OUTLET | [13 empty] | AI-0105 | Wye Duct Fitting | Wye Duct Fitting | 1 | EA | AUTO |  |  |  | review=Detected fitting text without a nearby duct size. / Missing confirmed duct dimensions. / Branch fitting needs confirmed branch port geometry before DATA export. / Emitted as review-only NOTE row because PDF text does not prove the full 3D DATA contract. | Lay out.pdf page 2, line 498 | 0.35 | HOLD | NEEDS_GEOMETRY_REVIEW | Detected fitting text without a nearby duct size.; Missing confirmed duct dimensions.; Branch fitting needs confirmed branch port geometry before DATA export.; Emitted as review-only NOTE row because PDF text does not prove the full 3D DATA contract.
NOTE | 1060 | PDF-P02 |  |  |  |  | AI0106 |  |  |  |  | FITTING | WYE_UNKNOWN | [7 empty] | CUSTOM | [32 empty] | WYE | [17 empty] | INLET |  | OUTLET | [13 empty] | AI-0106 | Wye Duct Fitting | Wye Duct Fitting | 1 | EA | AUTO |  |  |  | review=Detected fitting text without a nearby duct size. / Missing confirmed duct dimensions. / Branch fitting needs confirmed branch port geometry before DATA export. / Emitted as review-only NOTE row because PDF text does not prove the full 3D DATA contract. | Lay out.pdf page 2, line 500 | 0.35 | HOLD | NEEDS_GEOMETRY_REVIEW | Detected fitting text without a nearby duct size.; Missing confirmed duct dimensions.; Branch fitting needs confirmed branch port geometry before DATA export.; Emitted as review-only NOTE row because PDF text does not prove the full 3D DATA contract.
NOTE | 1070 | PDF-P02 |  |  |  |  | AI0107 |  |  |  |  | FITTING | ELBOW_UNKNOWN | [7 empty] | CUSTOM | [32 empty] | ELBOW | [17 empty] | INLET |  | OUTLET | [13 empty] | AI-0107 | Elbow Duct Fitting | Elbow Duct Fitting | 1 | EA | AUTO |  |  |  | review=Detected fitting text without a nearby duct size. / Missing confirmed duct dimensions. / Emitted as review-only NOTE row because PDF text does not prove the full 3D DATA contract. | Lay out.pdf page 2, line 503 | 0.35 | HOLD | NEEDS_GEOMETRY_REVIEW | Detected fitting text without a nearby duct size.; Missing confirmed duct dimensions.; Emitted as review-only NOTE row because PDF text does not prove the full 3D DATA contract.
NOTE | 1080 | PDF-P02 |  |  |  |  | AI0108 |  |  |  |  | FITTING | ELBOW_UNKNOWN | [7 empty] | CUSTOM | [32 empty] | ELBOW | [17 empty] | INLET |  | OUTLET | [13 empty] | AI-0108 | Elbow Duct Fitting | Elbow Duct Fitting | 1 | EA | AUTO |  |  |  | review=Detected fitting text without a nearby duct size. / Missing confirmed duct dimensions. / Emitted as review-only NOTE row because PDF text does not prove the full 3D DATA contract. | Lay out.pdf page 2, line 506 | 0.35 | HOLD | NEEDS_GEOMETRY_REVIEW | Detected fitting text without a nearby duct size.; Missing confirmed duct dimensions.; Emitted as review-only NOTE row because PDF text does not prove the full 3D DATA contract.
NOTE | 1090 | PDF-P02 |  |  |  |  | AI0109 |  |  |  |  | STRAIGHT | STRAIGHT_UNKNOWN | [7 empty] | CUSTOM | [32 empty] | NONE | [17 empty] | INLET |  | OUTLET | [13 empty] | AI-0109 | Straight Duct | Straight Duct | 1 | EA | AUTO |  |  |  | review=Detected straight duct marker without a nearby duct size. / Missing confirmed duct dimensions. / Straight duct has no confirmed centerline length or coordinates. / Emitted as review-only NOTE row because PDF text does not prove the full 3D DATA contract. | Lay out.pdf page 2, line 507 | 0.32 | HOLD | NEEDS_GEOMETRY_REVIEW | Detected straight duct marker without a nearby duct size.; Missing confirmed duct dimensions.; Straight duct has no confirmed centerline length or coordinates.; Emitted as review-only NOTE row because PDF text does not prove the full 3D DATA contract.
NOTE | 1100 | PDF-P02 |  | SR |  |  | AI0110 |  |  |  |  | FITTING | ELBOW_RECT |  | RECT | [5 empty] | CUSTOM | [18 empty] | 8 | 14 |  |  |  | 8 | 14 |  | 8 | 14 |  |  |  |  | ELBOW | [17 empty] | INLET |  | OUTLET | [13 empty] | AI-0110 | Elbow Duct Fitting | Elbow Duct Fitting | 1 | EA | AUTO |  |  |  | service=SR ¦ printed_size=8x14 in ¦ review=Fitting token was associated from nearby PDF text context; verify grouping. / Emitted as review-only NOTE row because PDF text does not prove the full 3D DATA contract. ¦ airflow=500 CFM | Lay out.pdf page 2, line 514 | 0.8 | HOLD | NEEDS_GEOMETRY_REVIEW | Fitting token was associated from nearby PDF text context; verify grouping.; Emitted as review-only NOTE row because PDF text does not prove the full 3D DATA contract.
NOTE | 1110 | PDF-P02 |  |  |  |  | AI0111 |  |  |  |  | FITTING | ELBOW_UNKNOWN | [7 empty] | CUSTOM | [32 empty] | ELBOW | [17 empty] | INLET |  | OUTLET | [13 empty] | AI-0111 | Elbow Duct Fitting | Elbow Duct Fitting | 1 | EA | AUTO |  |  |  | review=Detected fitting text without a nearby duct size. / Missing confirmed duct dimensions. / Emitted as review-only NOTE row because PDF text does not prove the full 3D DATA contract. | Lay out.pdf page 2, line 517 | 0.35 | HOLD | NEEDS_GEOMETRY_REVIEW | Detected fitting text without a nearby duct size.; Missing confirmed duct dimensions.; Emitted as review-only NOTE row because PDF text does not prove the full 3D DATA contract.
NOTE | 1120 | PDF-P02 |  | SA |  |  | AI0112 |  |  |  |  | FITTING | ELBOW_RECT |  | RECT | [5 empty] | CUSTOM | [18 empty] | 24 | 14 |  |  |  | 24 | 14 |  | 24 | 14 |  |  |  |  | ELBOW | [17 empty] | INLET |  | OUTLET | [13 empty] | AI-0112 | Elbow Duct Fitting | Elbow Duct Fitting | 1 | EA | AUTO |  |  |  | service=SA ¦ printed_size=24x14 in ¦ review=Fitting token was associated from nearby PDF text context; verify grouping. / Emitted as review-only NOTE row because PDF text does not prove the full 3D DATA contract. ¦ TOD=153'-10" | Lay out.pdf page 2, line 520 | 0.8 | HOLD | NEEDS_GEOMETRY_REVIEW | Fitting token was associated from nearby PDF text context; verify grouping.; Emitted as review-only NOTE row because PDF text does not prove the full 3D DATA contract.
NOTE | 1130 | PDF-P02 |  |  |  |  | AI0113 |  |  |  |  | FITTING | ELBOW_UNKNOWN | [7 empty] | CUSTOM | [32 empty] | ELBOW | [17 empty] | INLET |  | OUTLET | [13 empty] | AI-0113 | Elbow Duct Fitting | Elbow Duct Fitting | 1 | EA | AUTO |  |  |  | review=Detected fitting text without a nearby duct size. / Missing confirmed duct dimensions. / Emitted as review-only NOTE row because PDF text does not prove the full 3D DATA contract. | Lay out.pdf page 2, line 525 | 0.35 | HOLD | NEEDS_GEOMETRY_REVIEW | Detected fitting text without a nearby duct size.; Missing confirmed duct dimensions.; Emitted as review-only NOTE row because PDF text does not prove the full 3D DATA contract.
NOTE | 1140 | PDF-P02 |  |  |  |  | AI0114 |  |  |  |  | FITTING | ELBOW_UNKNOWN | [7 empty] | CUSTOM | [32 empty] | ELBOW | [17 empty] | INLET |  | OUTLET | [13 empty] | AI-0114 | Elbow Duct Fitting | Elbow Duct Fitting | 1 | EA | AUTO |  |  |  | review=Detected fitting text without a nearby duct size. / Missing confirmed duct dimensions. / Emitted as review-only NOTE row because PDF text does not prove the full 3D DATA contract. | Lay out.pdf page 2, line 528 | 0.35 | HOLD | NEEDS_GEOMETRY_REVIEW | Detected fitting text without a nearby duct size.; Missing confirmed duct dimensions.; Emitted as review-only NOTE row because PDF text does not prove the full 3D DATA contract.
NOTE | 1150 | PDF-P02 |  |  |  |  | AI0115 |  |  |  |  | FITTING | WYE_UNKNOWN | [7 empty] | CUSTOM | [32 empty] | WYE | [17 empty] | INLET |  | OUTLET | [13 empty] | AI-0115 | Wye Duct Fitting | Wye Duct Fitting | 1 | EA | AUTO |  |  |  | review=Detected fitting text without a nearby duct size. / Missing confirmed duct dimensions. / Branch fitting needs confirmed branch port geometry before DATA export. / Emitted as review-only NOTE row because PDF text does not prove the full 3D DATA contract. | Lay out.pdf page 2, line 531 | 0.35 | HOLD | NEEDS_GEOMETRY_REVIEW | Detected fitting text without a nearby duct size.; Missing confirmed duct dimensions.; Branch fitting needs confirmed branch port geometry before DATA export.; Emitted as review-only NOTE row because PDF text does not prove the full 3D DATA contract.
NOTE | 1160 | PDF-P02 |  |  |  |  | AI0116 |  |  |  |  | FITTING | WYE_UNKNOWN | [7 empty] | CUSTOM | [32 empty] | WYE | [17 empty] | INLET |  | OUTLET | [13 empty] | AI-0116 | Wye Duct Fitting | Wye Duct Fitting | 1 | EA | AUTO |  |  |  | review=Detected fitting text without a nearby duct size. / Missing confirmed duct dimensions. / Branch fitting needs confirmed branch port geometry before DATA export. / Emitted as review-only NOTE row because PDF text does not prove the full 3D DATA contract. | Lay out.pdf page 2, line 533 | 0.35 | HOLD | NEEDS_GEOMETRY_REVIEW | Detected fitting text without a nearby duct size.; Missing confirmed duct dimensions.; Branch fitting needs confirmed branch port geometry before DATA export.; Emitted as review-only NOTE row because PDF text does not prove the full 3D DATA contract.
NOTE | 1170 | PDF-P02 |  |  |  |  | AI0117 |  |  |  |  | FITTING | ELBOW_UNKNOWN | [7 empty] | CUSTOM | [32 empty] | ELBOW | [17 empty] | INLET |  | OUTLET | [13 empty] | AI-0117 | Elbow Duct Fitting | Elbow Duct Fitting | 1 | EA | AUTO |  |  |  | review=Detected fitting text without a nearby duct size. / Missing confirmed duct dimensions. / Emitted as review-only NOTE row because PDF text does not prove the full 3D DATA contract. | Lay out.pdf page 2, line 535 | 0.35 | HOLD | NEEDS_GEOMETRY_REVIEW | Detected fitting text without a nearby duct size.; Missing confirmed duct dimensions.; Emitted as review-only NOTE row because PDF text does not prove the full 3D DATA contract.
NOTE | 1180 | PDF-P02 |  |  |  |  | AI0118 |  |  |  |  | STRAIGHT | STRAIGHT_UNKNOWN | [7 empty] | CUSTOM | [32 empty] | NONE | [17 empty] | INLET |  | OUTLET | [13 empty] | AI-0118 | Straight Duct | Straight Duct | 1 | EA | AUTO |  |  |  | review=Detected straight duct marker without a nearby duct size. / Missing confirmed duct dimensions. / Straight duct has no confirmed centerline length or coordinates. / Emitted as review-only NOTE row because PDF text does not prove the full 3D DATA contract. | Lay out.pdf page 2, line 536 | 0.32 | HOLD | NEEDS_GEOMETRY_REVIEW | Detected straight duct marker without a nearby duct size.; Missing confirmed duct dimensions.; Straight duct has no confirmed centerline length or coordinates.; Emitted as review-only NOTE row because PDF text does not prove the full 3D DATA contract.
NOTE | 1190 | PDF-P02 |  |  |  |  | AI0119 |  |  |  |  | STRAIGHT | STRAIGHT_UNKNOWN | [7 empty] | CUSTOM | [32 empty] | NONE | [17 empty] | INLET |  | OUTLET | [13 empty] | AI-0119 | Straight Duct | Straight Duct | 1 | EA | AUTO |  |  |  | review=Detected straight duct marker without a nearby duct size. / Missing confirmed duct dimensions. / Straight duct has no confirmed centerline length or coordinates. / Emitted as review-only NOTE row because PDF text does not prove the full 3D DATA contract. | Lay out.pdf page 2, line 537 | 0.32 | HOLD | NEEDS_GEOMETRY_REVIEW | Detected straight duct marker without a nearby duct size.; Missing confirmed duct dimensions.; Straight duct has no confirmed centerline length or coordinates.; Emitted as review-only NOTE row because PDF text does not prove the full 3D DATA contract.
NOTE | 1200 | PDF-P02 |  | SR |  |  | AI0120 |  |  |  |  | STRAIGHT | STRAIGHT_RECT |  | RECT | [5 empty] | CUSTOM | [18 empty] | 8 | 8 |  |  |  | 8 | 8 |  | 8 | 8 |  |  |  |  | NONE | [17 empty] | INLET |  | OUTLET | [13 empty] | AI-0120 | Straight Duct | Straight Duct | 1 | EA | AUTO |  |  |  | service=SR ¦ printed_size=8x8 in ¦ review=Straight duct has no confirmed centerline length or coordinates. / Emitted as review-only NOTE row because PDF text does not prove the full 3D DATA contract. ¦ airflow=500 CFM | Lay out.pdf page 2, line 540 | 0.77 | HOLD | NEEDS_GEOMETRY_REVIEW | Straight duct has no confirmed centerline length or coordinates.; Emitted as review-only NOTE row because PDF text does not prove the full 3D DATA contract.
NOTE | 1210 | PDF-P02 |  |  |  |  | AI0121 |  |  |  |  | FITTING | ELBOW_UNKNOWN | [7 empty] | CUSTOM | [32 empty] | ELBOW | [17 empty] | INLET |  | OUTLET | [13 empty] | AI-0121 | Elbow Duct Fitting | Elbow Duct Fitting | 1 | EA | AUTO |  |  |  | review=Detected fitting text without a nearby duct size. / Missing confirmed duct dimensions. / Emitted as review-only NOTE row because PDF text does not prove the full 3D DATA contract. | Lay out.pdf page 2, line 543 | 0.35 | HOLD | NEEDS_GEOMETRY_REVIEW | Detected fitting text without a nearby duct size.; Missing confirmed duct dimensions.; Emitted as review-only NOTE row because PDF text does not prove the full 3D DATA contract.
NOTE | 1220 | PDF-P02 |  |  |  |  | AI0122 |  |  |  |  | FITTING | ELBOW_UNKNOWN | [7 empty] | CUSTOM | [32 empty] | ELBOW | [17 empty] | INLET |  | OUTLET | [13 empty] | AI-0122 | Elbow Duct Fitting | Elbow Duct Fitting | 1 | EA | AUTO |  |  |  | review=Detected fitting text without a nearby duct size. / Missing confirmed duct dimensions. / Emitted as review-only NOTE row because PDF text does not prove the full 3D DATA contract. | Lay out.pdf page 2, line 545 | 0.35 | HOLD | NEEDS_GEOMETRY_REVIEW | Detected fitting text without a nearby duct size.; Missing confirmed duct dimensions.; Emitted as review-only NOTE row because PDF text does not prove the full 3D DATA contract.
NOTE | 1230 | PDF-P02 |  | SR |  |  | AI0123 |  |  |  |  | FITTING | ELBOW_RECT |  | RECT | [5 empty] | CUSTOM | [18 empty] | 8 | 16 |  |  |  | 8 | 16 |  | 8 | 16 |  |  |  |  | ELBOW | [17 empty] | INLET |  | OUTLET | [13 empty] | AI-0123 | Elbow Duct Fitting | Elbow Duct Fitting | 1 | EA | AUTO |  |  |  | service=SR ¦ printed_size=8x16 in ¦ review=Fitting token was associated from nearby PDF text context; verify grouping. / Emitted as review-only NOTE row because PDF text does not prove the full 3D DATA contract. ¦ airflow=500 CFM | Lay out.pdf page 2, line 552 | 0.8 | HOLD | NEEDS_GEOMETRY_REVIEW | Fitting token was associated from nearby PDF text context; verify grouping.; Emitted as review-only NOTE row because PDF text does not prove the full 3D DATA contract.
NOTE | 1240 | PDF-P02 |  |  |  |  | AI0124 |  |  |  |  | FITTING | ELBOW_UNKNOWN | [7 empty] | CUSTOM | [32 empty] | ELBOW | [17 empty] | INLET |  | OUTLET | [13 empty] | AI-0124 | Elbow Duct Fitting | Elbow Duct Fitting | 1 | EA | AUTO |  |  |  | review=Detected fitting text without a nearby duct size. / Missing confirmed duct dimensions. / Emitted as review-only NOTE row because PDF text does not prove the full 3D DATA contract. | Lay out.pdf page 2, line 555 | 0.35 | HOLD | NEEDS_GEOMETRY_REVIEW | Detected fitting text without a nearby duct size.; Missing confirmed duct dimensions.; Emitted as review-only NOTE row because PDF text does not prove the full 3D DATA contract.
NOTE | 1250 | PDF-P02 |  |  |  |  | AI0125 |  |  |  |  | FITTING | ELBOW_UNKNOWN | [7 empty] | CUSTOM | [32 empty] | ELBOW | [17 empty] | INLET |  | OUTLET | [13 empty] | AI-0125 | Elbow Duct Fitting | Elbow Duct Fitting | 1 | EA | AUTO |  |  |  | review=Detected fitting text without a nearby duct size. / Missing confirmed duct dimensions. / Emitted as review-only NOTE row because PDF text does not prove the full 3D DATA contract. | Lay out.pdf page 2, line 558 | 0.35 | HOLD | NEEDS_GEOMETRY_REVIEW | Detected fitting text without a nearby duct size.; Missing confirmed duct dimensions.; Emitted as review-only NOTE row because PDF text does not prove the full 3D DATA contract.
NOTE | 1260 | PDF-P02 |  | SA |  |  | AI0126 |  |  |  |  | STRAIGHT | STRAIGHT_RECT |  | RECT | [5 empty] | CUSTOM | [18 empty] | 16 | 22 |  |  |  | 16 | 22 |  | 16 | 22 |  |  |  |  | NONE | [17 empty] | INLET |  | OUTLET | [13 empty] | AI-0126 | Straight Duct | Straight Duct | 1 | EA | AUTO |  |  |  | service=SA ¦ printed_size=16x22 in ¦ review=Straight duct has no confirmed centerline length or coordinates. / Emitted as review-only NOTE row because PDF text does not prove the full 3D DATA contract. ¦ TOD=153'-10" | Lay out.pdf page 2, line 563 | 0.77 | HOLD | NEEDS_GEOMETRY_REVIEW | Straight duct has no confirmed centerline length or coordinates.; Emitted as review-only NOTE row because PDF text does not prove the full 3D DATA contract.
NOTE | 1270 | PDF-P02 |  | SA |  |  | AI0127 |  |  |  |  | STRAIGHT | STRAIGHT_RECT |  | RECT | [5 empty] | CUSTOM | [18 empty] | 8 | 8 |  |  |  | 8 | 8 |  | 8 | 8 |  |  |  |  | NONE | [17 empty] | INLET |  | OUTLET | [13 empty] | AI-0127 | Straight Duct | Straight Duct | 1 | EA | AUTO |  |  |  | service=SA ¦ printed_size=8x8 in ¦ review=Straight duct has no confirmed centerline length or coordinates. / Emitted as review-only NOTE row because PDF text does not prove the full 3D DATA contract. ¦ TOD=147'-5" | Lay out.pdf page 2, line 571 | 0.77 | HOLD | NEEDS_GEOMETRY_REVIEW | Straight duct has no confirmed centerline length or coordinates.; Emitted as review-only NOTE row because PDF text does not prove the full 3D DATA contract.
NOTE | 1280 | PDF-P03 |  | SA |  |  | AI0128 |  |  |  |  | STRAIGHT | STRAIGHT_RECT |  | RECT | [5 empty] | CUSTOM | [18 empty] | 12 | 18 |  |  |  | 12 | 18 |  | 12 | 18 |  |  |  |  | NONE | [17 empty] | INLET |  | OUTLET | [13 empty] | AI-0128 | Straight Duct | Straight Duct | 1 | EA | AUTO |  |  |  | service=SA ¦ printed_size=12x18 in ¦ review=Straight duct has no confirmed centerline length or coordinates. / Emitted as review-only NOTE row because PDF text does not prove the full 3D DATA contract. ¦ airflow=4500 CFM ¦ TOD=156'-1" | Lay out.pdf page 3, line 56 | 0.82 | HOLD | NEEDS_GEOMETRY_REVIEW | Straight duct has no confirmed centerline length or coordinates.; Emitted as review-only NOTE row because PDF text does not prove the full 3D DATA contract.
NOTE | 1290 | PDF-P03 |  |  |  |  | AI0129 |  |  |  |  | FITTING | ELBOW_UNKNOWN | [7 empty] | CUSTOM | [32 empty] | ELBOW | [17 empty] | INLET |  | OUTLET | [13 empty] | AI-0129 | Elbow Duct Fitting | Elbow Duct Fitting | 1 | EA | AUTO |  |  |  | review=Detected fitting text without a nearby duct size. / Missing confirmed duct dimensions. / Emitted as review-only NOTE row because PDF text does not prove the full 3D DATA contract. | Lay out.pdf page 3, line 124 | 0.35 | HOLD | NEEDS_GEOMETRY_REVIEW | Detected fitting text without a nearby duct size.; Missing confirmed duct dimensions.; Emitted as review-only NOTE row because PDF text does not prove the full 3D DATA contract.
NOTE | 1300 | PDF-P03 |  | SA |  |  | AI0130 |  |  |  |  | FITTING | ELBOW_RECT |  | RECT | [5 empty] | CUSTOM | [18 empty] | 18 | 26 |  |  |  | 18 | 26 |  | 18 | 26 |  |  |  |  | ELBOW | [17 empty] | INLET |  | OUTLET | [13 empty] | AI-0130 | Elbow Duct Fitting | Elbow Duct Fitting | 1 | EA | AUTO |  |  |  | service=SA ¦ printed_size=18x26 in ¦ review=Fitting token was associated from nearby PDF text context; verify grouping. / Emitted as review-only NOTE row because PDF text does not prove the full 3D DATA contract. ¦ airflow=6000 CFM ¦ TOD=154'-7" | Lay out.pdf page 3, line 127 | 0.85 | HOLD | NEEDS_GEOMETRY_REVIEW | Fitting token was associated from nearby PDF text context; verify grouping.; Emitted as review-only NOTE row because PDF text does not prove the full 3D DATA contract.
NOTE | 1310 | PDF-P03 |  | SA |  |  | AI0131 |  |  |  |  | STRAIGHT | STRAIGHT_RECT |  | RECT | [5 empty] | CUSTOM | [18 empty] | 8 | 12 |  |  |  | 8 | 12 |  | 8 | 12 |  |  |  |  | NONE | [17 empty] | INLET |  | OUTLET | [13 empty] | AI-0131 | Straight Duct | Straight Duct | 1 | EA | AUTO |  |  |  | service=SA ¦ printed_size=8x12 in ¦ review=Straight duct has no confirmed centerline length or coordinates. / Emitted as review-only NOTE row because PDF text does not prove the full 3D DATA contract. ¦ airflow=1200 CFM ¦ TOD=153'-1" | Lay out.pdf page 3, line 191 | 0.82 | HOLD | NEEDS_GEOMETRY_REVIEW | Straight duct has no confirmed centerline length or coordinates.; Emitted as review-only NOTE row because PDF text does not prove the full 3D DATA contract.
NOTE | 1320 | PDF-P03 |  |  |  |  | AI0132 |  |  |  |  | FITTING | WYE_UNKNOWN | [7 empty] | CUSTOM | [32 empty] | WYE | [17 empty] | INLET |  | OUTLET | [13 empty] | AI-0132 | Wye Duct Fitting | Wye Duct Fitting | 1 | EA | AUTO |  |  |  | review=Detected fitting text without a nearby duct size. / Missing confirmed duct dimensions. / Branch fitting needs confirmed branch port geometry before DATA export. / Emitted as review-only NOTE row because PDF text does not prove the full 3D DATA contract. | Lay out.pdf page 3, line 198 | 0.35 | HOLD | NEEDS_GEOMETRY_REVIEW | Detected fitting text without a nearby duct size.; Missing confirmed duct dimensions.; Branch fitting needs confirmed branch port geometry before DATA export.; Emitted as review-only NOTE row because PDF text does not prove the full 3D DATA contract.
NOTE | 1330 | PDF-P03 |  |  |  |  | AI0133 |  |  |  |  | FITTING | WYE_UNKNOWN | [7 empty] | CUSTOM | [32 empty] | WYE | [17 empty] | INLET |  | OUTLET | [13 empty] | AI-0133 | Wye Duct Fitting | Wye Duct Fitting | 1 | EA | AUTO |  |  |  | review=Detected fitting text without a nearby duct size. / Missing confirmed duct dimensions. / Branch fitting needs confirmed branch port geometry before DATA export. / Emitted as review-only NOTE row because PDF text does not prove the full 3D DATA contract. | Lay out.pdf page 3, line 200 | 0.35 | HOLD | NEEDS_GEOMETRY_REVIEW | Detected fitting text without a nearby duct size.; Missing confirmed duct dimensions.; Branch fitting needs confirmed branch port geometry before DATA export.; Emitted as review-only NOTE row because PDF text does not prove the full 3D DATA contract.
NOTE | 1340 | PDF-P03 |  | SA |  |  | AI0134 |  |  |  |  | FITTING | WYE_RECT |  | RECT | [5 empty] | CUSTOM | [18 empty] | 12 | 12 |  |  |  | 12 | 12 |  | 12 | 12 |  |  |  |  | WYE | [17 empty] | INLET |  | OUTLET | [13 empty] | AI-0134 | Wye Duct Fitting | Wye Duct Fitting | 1 | EA | AUTO |  |  |  | service=SA ¦ printed_size=12x12 in ¦ review=Fitting token was associated from nearby PDF text context; verify grouping. / Branch fitting needs confirmed branch port geometry before DATA export. / Emitted as review-only NOTE row because PDF text does not prove the full 3D DATA contract. ¦ TOD=153'-1" | Lay out.pdf page 3, line 201 | 0.8 | HOLD | NEEDS_GEOMETRY_REVIEW | Fitting token was associated from nearby PDF text context; verify grouping.; Branch fitting needs confirmed branch port geometry before DATA export.; Emitted as review-only NOTE row because PDF text does not prove the full 3D DATA contract.
NOTE | 1350 | PDF-P03 |  | SA |  |  | AI0135 |  |  |  |  | FITTING | WYE_RECT |  | RECT | [5 empty] | CUSTOM | [18 empty] | 6 | 12 |  |  |  | 6 | 12 |  | 6 | 12 |  |  |  |  | WYE | [17 empty] | INLET |  | OUTLET | [13 empty] | AI-0135 | Wye Duct Fitting | Wye Duct Fitting | 1 | EA | AUTO |  |  |  | service=SA ¦ printed_size=6x12 in ¦ review=Fitting token was associated from nearby PDF text context; verify grouping. / Branch fitting needs confirmed branch port geometry before DATA export. / Emitted as review-only NOTE row because PDF text does not prove the full 3D DATA contract. ¦ TOD=153'-1" | Lay out.pdf page 3, line 203 | 0.8 | HOLD | NEEDS_GEOMETRY_REVIEW | Fitting token was associated from nearby PDF text context; verify grouping.; Branch fitting needs confirmed branch port geometry before DATA export.; Emitted as review-only NOTE row because PDF text does not prove the full 3D DATA contract.
NOTE | 1360 | PDF-P03 |  | SR |  |  | AI0136 |  |  |  |  | STRAIGHT | STRAIGHT_RECT |  | RECT | [5 empty] | CUSTOM | [18 empty] | 6 | 12 |  |  |  | 6 | 12 |  | 6 | 12 |  |  |  |  | NONE | [17 empty] | INLET |  | OUTLET | [13 empty] | AI-0136 | Straight Duct | Straight Duct | 1 | EA | AUTO |  |  |  | service=SR ¦ printed_size=6x12 in ¦ review=Straight duct has no confirmed centerline length or coordinates. / Emitted as review-only NOTE row because PDF text does not prove the full 3D DATA contract. ¦ airflow=600 CFM ¦ TOD=153'-1" | Lay out.pdf page 3, line 207 | 0.82 | HOLD | NEEDS_GEOMETRY_REVIEW | Straight duct has no confirmed centerline length or coordinates.; Emitted as review-only NOTE row because PDF text does not prove the full 3D DATA contract.
NOTE | 1370 | PDF-P03 |  | SR |  |  | AI0137 |  |  |  |  | STRAIGHT | STRAIGHT_RECT |  | RECT | [5 empty] | CUSTOM | [18 empty] | 6 | 12 |  |  |  | 6 | 12 |  | 6 | 12 |  |  |  |  | NONE | [17 empty] | INLET |  | OUTLET | [13 empty] | AI-0137 | Straight Duct | Straight Duct | 1 | EA | AUTO |  |  |  | service=SR ¦ printed_size=6x12 in ¦ review=Straight duct has no confirmed centerline length or coordinates. / Emitted as review-only NOTE row because PDF text does not prove the full 3D DATA contract. ¦ airflow=600 CFM | Lay out.pdf page 3, line 211 | 0.77 | HOLD | NEEDS_GEOMETRY_REVIEW | Straight duct has no confirmed centerline length or coordinates.; Emitted as review-only NOTE row because PDF text does not prove the full 3D DATA contract.
NOTE | 1380 | PDF-P03 |  |  |  |  | AI0138 |  |  |  |  | FITTING | ELBOW_UNKNOWN | [7 empty] | CUSTOM | [32 empty] | ELBOW | [17 empty] | INLET |  | OUTLET | [13 empty] | AI-0138 | Elbow Duct Fitting | Elbow Duct Fitting | 1 | EA | AUTO |  |  |  | review=Detected fitting text without a nearby duct size. / Missing confirmed duct dimensions. / Emitted as review-only NOTE row because PDF text does not prove the full 3D DATA contract. | Lay out.pdf page 3, line 218 | 0.35 | HOLD | NEEDS_GEOMETRY_REVIEW | Detected fitting text without a nearby duct size.; Missing confirmed duct dimensions.; Emitted as review-only NOTE row because PDF text does not prove the full 3D DATA contract.
NOTE | 1390 | PDF-P03 |  |  |  |  | AI0139 |  |  |  |  | STRAIGHT | STRAIGHT_UNKNOWN | [7 empty] | CUSTOM | [32 empty] | NONE | [17 empty] | INLET |  | OUTLET | [13 empty] | AI-0139 | Straight Duct | Straight Duct | 1 | EA | AUTO |  |  |  | review=Detected straight duct marker without a nearby duct size. / Missing confirmed duct dimensions. / Straight duct has no confirmed centerline length or coordinates. / Emitted as review-only NOTE row because PDF text does not prove the full 3D DATA contract. | Lay out.pdf page 3, line 219 | 0.32 | HOLD | NEEDS_GEOMETRY_REVIEW | Detected straight duct marker without a nearby duct size.; Missing confirmed duct dimensions.; Straight duct has no confirmed centerline length or coordinates.; Emitted as review-only NOTE row because PDF text does not prove the full 3D DATA contract.
NOTE | 1400 | PDF-P03 |  |  |  |  | AI0140 |  |  |  |  | FITTING | ELBOW_UNKNOWN | [7 empty] | CUSTOM | [32 empty] | ELBOW | [17 empty] | INLET |  | OUTLET | [13 empty] | AI-0140 | Elbow Duct Fitting | Elbow Duct Fitting | 1 | EA | AUTO |  |  |  | review=Detected fitting text without a nearby duct size. / Missing confirmed duct dimensions. / Emitted as review-only NOTE row because PDF text does not prove the full 3D DATA contract. | Lay out.pdf page 3, line 221 | 0.35 | HOLD | NEEDS_GEOMETRY_REVIEW | Detected fitting text without a nearby duct size.; Missing confirmed duct dimensions.; Emitted as review-only NOTE row because PDF text does not prove the full 3D DATA contract.
NOTE | 1410 | PDF-P03 |  |  |  |  | AI0141 |  |  |  |  | FITTING | ELBOW_UNKNOWN | [7 empty] | CUSTOM | [32 empty] | ELBOW | [17 empty] | INLET |  | OUTLET | [13 empty] | AI-0141 | Elbow Duct Fitting | Elbow Duct Fitting | 1 | EA | AUTO |  |  |  | review=Detected fitting text without a nearby duct size. / Missing confirmed duct dimensions. / Emitted as review-only NOTE row because PDF text does not prove the full 3D DATA contract. | Lay out.pdf page 3, line 227 | 0.35 | HOLD | NEEDS_GEOMETRY_REVIEW | Detected fitting text without a nearby duct size.; Missing confirmed duct dimensions.; Emitted as review-only NOTE row because PDF text does not prove the full 3D DATA contract.
NOTE | 1420 | PDF-P03 |  |  |  |  | AI0142 |  |  |  |  | FITTING | ELBOW_UNKNOWN | [7 empty] | CUSTOM | [32 empty] | ELBOW | [17 empty] | INLET |  | OUTLET | [13 empty] | AI-0142 | Elbow Duct Fitting | Elbow Duct Fitting | 1 | EA | AUTO |  |  |  | review=Detected fitting text without a nearby duct size. / Missing confirmed duct dimensions. / Emitted as review-only NOTE row because PDF text does not prove the full 3D DATA contract. | Lay out.pdf page 3, line 230 | 0.35 | HOLD | NEEDS_GEOMETRY_REVIEW | Detected fitting text without a nearby duct size.; Missing confirmed duct dimensions.; Emitted as review-only NOTE row because PDF text does not prove the full 3D DATA contract.
NOTE | 1430 | PDF-P03 |  |  |  |  | AI0143 |  |  |  |  | FITTING | ELBOW_UNKNOWN | [7 empty] | CUSTOM | [32 empty] | ELBOW | [17 empty] | INLET |  | OUTLET | [13 empty] | AI-0143 | Elbow Duct Fitting | Elbow Duct Fitting | 1 | EA | AUTO |  |  |  | review=Detected fitting text without a nearby duct size. / Missing confirmed duct dimensions. / Emitted as review-only NOTE row because PDF text does not prove the full 3D DATA contract. | Lay out.pdf page 3, line 235 | 0.35 | HOLD | NEEDS_GEOMETRY_REVIEW | Detected fitting text without a nearby duct size.; Missing confirmed duct dimensions.; Emitted as review-only NOTE row because PDF text does not prove the full 3D DATA contract.
NOTE | 1440 | PDF-P03 |  | SA |  |  | AI0144 |  |  |  |  | FITTING | ELBOW_RECT |  | RECT | [5 empty] | CUSTOM | [18 empty] | 12 | 18 |  |  |  | 12 | 18 |  | 12 | 18 |  |  |  |  | ELBOW | [17 empty] | INLET |  | OUTLET | [13 empty] | AI-0144 | Elbow Duct Fitting | Elbow Duct Fitting | 1 | EA | AUTO |  |  |  | service=SA ¦ printed_size=12x18 in ¦ review=Fitting token was associated from nearby PDF text context; verify grouping. / Emitted as review-only NOTE row because PDF text does not prove the full 3D DATA contract. ¦ TOD=156'-1" | Lay out.pdf page 3, line 236 | 0.8 | HOLD | NEEDS_GEOMETRY_REVIEW | Fitting token was associated from nearby PDF text context; verify grouping.; Emitted as review-only NOTE row because PDF text does not prove the full 3D DATA contract.
NOTE | 1450 | PDF-P03 |  | SR |  |  | AI0145 |  |  |  |  | STRAIGHT | STRAIGHT_RECT |  | RECT | [5 empty] | CUSTOM | [18 empty] | 10 | 14 |  |  |  | 10 | 14 |  | 10 | 14 |  |  |  |  | NONE | [17 empty] | INLET |  | OUTLET | [13 empty] | AI-0145 | Straight Duct | Straight Duct | 1 | EA | AUTO |  |  |  | service=SR ¦ printed_size=10x14 in ¦ review=Straight duct has no confirmed centerline length or coordinates. / Emitted as review-only NOTE row because PDF text does not prove the full 3D DATA contract. ¦ airflow=1500 CFM ¦ TOD=156'-1" | Lay out.pdf page 3, line 240 | 0.82 | HOLD | NEEDS_GEOMETRY_REVIEW | Straight duct has no confirmed centerline length or coordinates.; Emitted as review-only NOTE row because PDF text does not prove the full 3D DATA contract.
NOTE | 1460 | PDF-P03 |  | SR |  |  | AI0146 |  |  |  |  | STRAIGHT | STRAIGHT_RECT |  | RECT | [5 empty] | CUSTOM | [18 empty] | 10 | 14 |  |  |  | 10 | 14 |  | 10 | 14 |  |  |  |  | NONE | [17 empty] | INLET |  | OUTLET | [13 empty] | AI-0146 | Straight Duct | Straight Duct | 1 | EA | AUTO |  |  |  | service=SR ¦ printed_size=10x14 in ¦ review=Straight duct has no confirmed centerline length or coordinates. / Emitted as review-only NOTE row because PDF text does not prove the full 3D DATA contract. ¦ airflow=1500 CFM ¦ TOD=149'-0" | Lay out.pdf page 3, line 244 | 0.82 | HOLD | NEEDS_GEOMETRY_REVIEW | Straight duct has no confirmed centerline length or coordinates.; Emitted as review-only NOTE row because PDF text does not prove the full 3D DATA contract.
NOTE | 1470 | PDF-P03 |  | SA |  |  | AI0147 |  |  |  |  | STRAIGHT | STRAIGHT_RECT |  | RECT | [5 empty] | CUSTOM | [18 empty] | 12 | 18 |  |  |  | 12 | 18 |  | 12 | 18 |  |  |  |  | NONE | [17 empty] | INLET |  | OUTLET | [13 empty] | AI-0147 | Straight Duct | Straight Duct | 1 | EA | AUTO |  |  |  | service=SA ¦ printed_size=12x18 in ¦ review=Straight duct has no confirmed centerline length or coordinates. / Emitted as review-only NOTE row because PDF text does not prove the full 3D DATA contract. ¦ airflow=1500 CFM ¦ TOD=149'-0" | Lay out.pdf page 3, line 246 | 0.82 | HOLD | NEEDS_GEOMETRY_REVIEW | Straight duct has no confirmed centerline length or coordinates.; Emitted as review-only NOTE row because PDF text does not prove the full 3D DATA contract.
NOTE | 1480 | PDF-P03 |  |  |  |  | AI0148 |  |  |  |  | FITTING | WYE_UNKNOWN | [7 empty] | CUSTOM | [32 empty] | WYE | [17 empty] | INLET |  | OUTLET | [13 empty] | AI-0148 | Wye Duct Fitting | Wye Duct Fitting | 1 | EA | AUTO |  |  |  | review=Detected fitting text without a nearby duct size. / Missing confirmed duct dimensions. / Branch fitting needs confirmed branch port geometry before DATA export. / Emitted as review-only NOTE row because PDF text does not prove the full 3D DATA contract. | Lay out.pdf page 3, line 269 | 0.35 | HOLD | NEEDS_GEOMETRY_REVIEW | Detected fitting text without a nearby duct size.; Missing confirmed duct dimensions.; Branch fitting needs confirmed branch port geometry before DATA export.; Emitted as review-only NOTE row because PDF text does not prove the full 3D DATA contract.
NOTE | 1490 | PDF-P03 |  |  |  |  | AI0149 |  |  |  |  | FITTING | WYE_UNKNOWN | [7 empty] | CUSTOM | [32 empty] | WYE | [17 empty] | INLET |  | OUTLET | [13 empty] | AI-0149 | Wye Duct Fitting | Wye Duct Fitting | 1 | EA | AUTO |  |  |  | review=Detected fitting text without a nearby duct size. / Missing confirmed duct dimensions. / Branch fitting needs confirmed branch port geometry before DATA export. / Emitted as review-only NOTE row because PDF text does not prove the full 3D DATA contract. | Lay out.pdf page 3, line 271 | 0.35 | HOLD | NEEDS_GEOMETRY_REVIEW | Detected fitting text without a nearby duct size.; Missing confirmed duct dimensions.; Branch fitting needs confirmed branch port geometry before DATA export.; Emitted as review-only NOTE row because PDF text does not prove the full 3D DATA contract.
NOTE | 1500 | PDF-P03 |  |  |  |  | AI0150 |  |  |  |  | FITTING | ELBOW_UNKNOWN | [7 empty] | CUSTOM | [32 empty] | ELBOW | [17 empty] | INLET |  | OUTLET | [13 empty] | AI-0150 | Elbow Duct Fitting | Elbow Duct Fitting | 1 | EA | AUTO |  |  |  | review=Detected fitting text without a nearby duct size. / Missing confirmed duct dimensions. / Emitted as review-only NOTE row because PDF text does not prove the full 3D DATA contract. | Lay out.pdf page 3, line 286 | 0.35 | HOLD | NEEDS_GEOMETRY_REVIEW | Detected fitting text without a nearby duct size.; Missing confirmed duct dimensions.; Emitted as review-only NOTE row because PDF text does not prove the full 3D DATA contract.
NOTE | 1510 | PDF-P03 |  |  |  |  | AI0151 |  |  |  |  | STRAIGHT | STRAIGHT_UNKNOWN | [7 empty] | CUSTOM | [32 empty] | NONE | [17 empty] | INLET |  | OUTLET | [13 empty] | AI-0151 | Straight Duct | Straight Duct | 1 | EA | AUTO |  |  |  | review=Detected straight duct marker without a nearby duct size. / Missing confirmed duct dimensions. / Straight duct has no confirmed centerline length or coordinates. / Emitted as review-only NOTE row because PDF text does not prove the full 3D DATA contract. | Lay out.pdf page 3, line 287 | 0.32 | HOLD | NEEDS_GEOMETRY_REVIEW | Detected straight duct marker without a nearby duct size.; Missing confirmed duct dimensions.; Straight duct has no confirmed centerline length or coordinates.; Emitted as review-only NOTE row because PDF text does not prove the full 3D DATA contract.
NOTE | 1520 | PDF-P03 |  |  |  |  | AI0152 |  |  |  |  | FITTING | ELBOW_UNKNOWN | [7 empty] | CUSTOM | [32 empty] | ELBOW | [17 empty] | INLET |  | OUTLET | [13 empty] | AI-0152 | Elbow Duct Fitting | Elbow Duct Fitting | 1 | EA | AUTO |  |  |  | review=Detected fitting text without a nearby duct size. / Missing confirmed duct dimensions. / Emitted as review-only NOTE row because PDF text does not prove the full 3D DATA contract. | Lay out.pdf page 3, line 291 | 0.35 | HOLD | NEEDS_GEOMETRY_REVIEW | Detected fitting text without a nearby duct size.; Missing confirmed duct dimensions.; Emitted as review-only NOTE row because PDF text does not prove the full 3D DATA contract.
NOTE | 1530 | PDF-P03 |  |  |  |  | AI0153 |  |  |  |  | STRAIGHT | STRAIGHT_UNKNOWN | [7 empty] | CUSTOM | [32 empty] | NONE | [17 empty] | INLET |  | OUTLET | [13 empty] | AI-0153 | Straight Duct | Straight Duct | 1 | EA | AUTO |  |  |  | review=Detected straight duct marker without a nearby duct size. / Missing confirmed duct dimensions. / Straight duct has no confirmed centerline length or coordinates. / Emitted as review-only NOTE row because PDF text does not prove the full 3D DATA contract. | Lay out.pdf page 3, line 292 | 0.32 | HOLD | NEEDS_GEOMETRY_REVIEW | Detected straight duct marker without a nearby duct size.; Missing confirmed duct dimensions.; Straight duct has no confirmed centerline length or coordinates.; Emitted as review-only NOTE row because PDF text does not prove the full 3D DATA contract.
NOTE | 1540 | PDF-P03 |  |  |  |  | AI0154 |  |  |  |  | FITTING | ELBOW_UNKNOWN | [7 empty] | CUSTOM | [32 empty] | ELBOW | [17 empty] | INLET |  | OUTLET | [13 empty] | AI-0154 | Elbow Duct Fitting | Elbow Duct Fitting | 1 | EA | AUTO |  |  |  | review=Detected fitting text without a nearby duct size. / Missing confirmed duct dimensions. / Emitted as review-only NOTE row because PDF text does not prove the full 3D DATA contract. | Lay out.pdf page 3, line 294 | 0.35 | HOLD | NEEDS_GEOMETRY_REVIEW | Detected fitting text without a nearby duct size.; Missing confirmed duct dimensions.; Emitted as review-only NOTE row because PDF text does not prove the full 3D DATA contract.
NOTE | 1550 | PDF-P03 |  |  |  |  | AI0155 |  |  |  |  | FITTING | ELBOW_UNKNOWN | [7 empty] | CUSTOM | [32 empty] | ELBOW | [17 empty] | INLET |  | OUTLET | [13 empty] | AI-0155 | Elbow Duct Fitting | Elbow Duct Fitting | 1 | EA | AUTO |  |  |  | review=Detected fitting text without a nearby duct size. / Missing confirmed duct dimensions. / Emitted as review-only NOTE row because PDF text does not prove the full 3D DATA contract. | Lay out.pdf page 3, line 297 | 0.35 | HOLD | NEEDS_GEOMETRY_REVIEW | Detected fitting text without a nearby duct size.; Missing confirmed duct dimensions.; Emitted as review-only NOTE row because PDF text does not prove the full 3D DATA contract.
NOTE | 1560 | PDF-P03 |  |  |  |  | AI0156 |  |  |  |  | FITTING | ELBOW_UNKNOWN | [7 empty] | CUSTOM | [32 empty] | ELBOW | [17 empty] | INLET |  | OUTLET | [13 empty] | AI-0156 | Elbow Duct Fitting | Elbow Duct Fitting | 1 | EA | AUTO |  |  |  | review=Detected fitting text without a nearby duct size. / Missing confirmed duct dimensions. / Emitted as review-only NOTE row because PDF text does not prove the full 3D DATA contract. | Lay out.pdf page 3, line 316 | 0.35 | HOLD | NEEDS_GEOMETRY_REVIEW | Detected fitting text without a nearby duct size.; Missing confirmed duct dimensions.; Emitted as review-only NOTE row because PDF text does not prove the full 3D DATA contract.
NOTE | 1570 | PDF-P03 |  | SA |  |  | AI0157 |  |  |  |  | FITTING | ELBOW_RECT |  | RECT | [5 empty] | CUSTOM | [18 empty] | 16 | 14 |  |  |  | 16 | 14 |  | 16 | 14 |  |  |  |  | ELBOW | [17 empty] | INLET |  | OUTLET | [13 empty] | AI-0157 | Elbow Duct Fitting | Elbow Duct Fitting | 1 | EA | AUTO |  |  |  | service=SA ¦ printed_size=16x14 in ¦ review=Fitting token was associated from nearby PDF text context; verify grouping. / Emitted as review-only NOTE row because PDF text does not prove the full 3D DATA contract. ¦ airflow=1200 CFM ¦ TOD=153'-10" | Lay out.pdf page 3, line 319 | 0.85 | HOLD | NEEDS_GEOMETRY_REVIEW | Fitting token was associated from nearby PDF text context; verify grouping.; Emitted as review-only NOTE row because PDF text does not prove the full 3D DATA contract.
NOTE | 1580 | PDF-P03 |  |  |  |  | AI0158 |  |  |  |  | FITTING | ELBOW_UNKNOWN | [7 empty] | CUSTOM | [32 empty] | ELBOW | [17 empty] | INLET |  | OUTLET | [13 empty] | AI-0158 | Elbow Duct Fitting | Elbow Duct Fitting | 1 | EA | AUTO |  |  |  | review=Detected fitting text without a nearby duct size. / Missing confirmed duct dimensions. / Emitted as review-only NOTE row because PDF text does not prove the full 3D DATA contract. | Lay out.pdf page 3, line 327 | 0.35 | HOLD | NEEDS_GEOMETRY_REVIEW | Detected fitting text without a nearby duct size.; Missing confirmed duct dimensions.; Emitted as review-only NOTE row because PDF text does not prove the full 3D DATA contract.
NOTE | 1590 | PDF-P03 |  |  |  |  | AI0159 |  |  |  |  | FITTING | ELBOW_UNKNOWN | [7 empty] | CUSTOM | [32 empty] | ELBOW | [17 empty] | INLET |  | OUTLET | [13 empty] | AI-0159 | Elbow Duct Fitting | Elbow Duct Fitting | 1 | EA | AUTO |  |  |  | review=Detected fitting text without a nearby duct size. / Missing confirmed duct dimensions. / Emitted as review-only NOTE row because PDF text does not prove the full 3D DATA contract. | Lay out.pdf page 3, line 329 | 0.35 | HOLD | NEEDS_GEOMETRY_REVIEW | Detected fitting text without a nearby duct size.; Missing confirmed duct dimensions.; Emitted as review-only NOTE row because PDF text does not prove the full 3D DATA contract.
NOTE | 1600 | PDF-P03 |  | SA |  |  | AI0160 |  |  |  |  | FITTING | WYE_RECT |  | RECT | [5 empty] | CUSTOM | [18 empty] | 16 | 18 |  |  |  | 16 | 18 |  | 16 | 18 |  |  |  |  | WYE | [17 empty] | INLET |  | OUTLET | [13 empty] | AI-0160 | Wye Duct Fitting | Wye Duct Fitting | 1 | EA | AUTO |  |  |  | service=SA ¦ printed_size=16x18 in ¦ review=Fitting token was associated from nearby PDF text context; verify grouping. / Branch fitting needs confirmed branch port geometry before DATA export. / Emitted as review-only NOTE row because PDF text does not prove the full 3D DATA contract. ¦ TOD=153'-6" | Lay out.pdf page 3, line 334 | 0.8 | HOLD | NEEDS_GEOMETRY_REVIEW | Fitting token was associated from nearby PDF text context; verify grouping.; Branch fitting needs confirmed branch port geometry before DATA export.; Emitted as review-only NOTE row because PDF text does not prove the full 3D DATA contract.
NOTE | 1610 | PDF-P03 |  |  |  |  | AI0161 |  |  |  |  | FITTING | WYE_UNKNOWN | [7 empty] | CUSTOM | [32 empty] | WYE | [17 empty] | INLET |  | OUTLET | [13 empty] | AI-0161 | Wye Duct Fitting | Wye Duct Fitting | 1 | EA | AUTO |  |  |  | review=Detected fitting text without a nearby duct size. / Missing confirmed duct dimensions. / Branch fitting needs confirmed branch port geometry before DATA export. / Emitted as review-only NOTE row because PDF text does not prove the full 3D DATA contract. | Lay out.pdf page 3, line 337 | 0.35 | HOLD | NEEDS_GEOMETRY_REVIEW | Detected fitting text without a nearby duct size.; Missing confirmed duct dimensions.; Branch fitting needs confirmed branch port geometry before DATA export.; Emitted as review-only NOTE row because PDF text does not prove the full 3D DATA contract.
NOTE | 1620 | PDF-P03 |  |  |  |  | AI0162 |  |  |  |  | FITTING | WYE_UNKNOWN | [7 empty] | CUSTOM | [32 empty] | WYE | [17 empty] | INLET |  | OUTLET | [13 empty] | AI-0162 | Wye Duct Fitting | Wye Duct Fitting | 1 | EA | AUTO |  |  |  | review=Detected fitting text without a nearby duct size. / Missing confirmed duct dimensions. / Branch fitting needs confirmed branch port geometry before DATA export. / Emitted as review-only NOTE row because PDF text does not prove the full 3D DATA contract. | Lay out.pdf page 3, line 339 | 0.35 | HOLD | NEEDS_GEOMETRY_REVIEW | Detected fitting text without a nearby duct size.; Missing confirmed duct dimensions.; Branch fitting needs confirmed branch port geometry before DATA export.; Emitted as review-only NOTE row because PDF text does not prove the full 3D DATA contract.
NOTE | 1630 | PDF-P03 |  | SR |  |  | AI0163 |  |  |  |  | FITTING | WYE_RECT |  | RECT | [5 empty] | CUSTOM | [18 empty] | 6 | 12 |  |  |  | 6 | 12 |  | 6 | 12 |  |  |  |  | WYE | [17 empty] | INLET |  | OUTLET | [13 empty] | AI-0163 | Wye Duct Fitting | Wye Duct Fitting | 1 | EA | AUTO |  |  |  | service=SR ¦ printed_size=6x12 in ¦ review=Fitting token was associated from nearby PDF text context; verify grouping. / Branch fitting needs confirmed branch port geometry before DATA export. / Emitted as review-only NOTE row because PDF text does not prove the full 3D DATA contract. ¦ airflow=500 CFM | Lay out.pdf page 3, line 342 | 0.8 | HOLD | NEEDS_GEOMETRY_REVIEW | Fitting token was associated from nearby PDF text context; verify grouping.; Branch fitting needs confirmed branch port geometry before DATA export.; Emitted as review-only NOTE row because PDF text does not prove the full 3D DATA contract.
NOTE | 1640 | PDF-P03 |  | SA |  |  | AI0164 |  |  |  |  | FITTING | ELBOW_RECT |  | RECT | [5 empty] | CUSTOM | [18 empty] | 18 | 16 |  |  |  | 18 | 16 |  | 18 | 16 |  |  |  |  | ELBOW | [17 empty] | INLET |  | OUTLET | [13 empty] | AI-0164 | Elbow Duct Fitting | Elbow Duct Fitting | 1 | EA | AUTO |  |  |  | service=SA ¦ printed_size=18x16 in ¦ review=Fitting token was associated from nearby PDF text context; verify grouping. / Emitted as review-only NOTE row because PDF text does not prove the full 3D DATA contract. ¦ airflow=500 CFM ¦ TOD=153'-6" | Lay out.pdf page 3, line 345 | 0.85 | HOLD | NEEDS_GEOMETRY_REVIEW | Fitting token was associated from nearby PDF text context; verify grouping.; Emitted as review-only NOTE row because PDF text does not prove the full 3D DATA contract.
NOTE | 1650 | PDF-P03 |  |  |  |  | AI0165 |  |  |  |  | FITTING | ELBOW_UNKNOWN | [7 empty] | CUSTOM | [32 empty] | ELBOW | [17 empty] | INLET |  | OUTLET | [13 empty] | AI-0165 | Elbow Duct Fitting | Elbow Duct Fitting | 1 | EA | AUTO |  |  |  | review=Detected fitting text without a nearby duct size. / Missing confirmed duct dimensions. / Emitted as review-only NOTE row because PDF text does not prove the full 3D DATA contract. | Lay out.pdf page 3, line 348 | 0.35 | HOLD | NEEDS_GEOMETRY_REVIEW | Detected fitting text without a nearby duct size.; Missing confirmed duct dimensions.; Emitted as review-only NOTE row because PDF text does not prove the full 3D DATA contract.
NOTE | 1660 | PDF-P03 |  |  |  |  | AI0166 |  |  |  |  | FITTING | ELBOW_UNKNOWN | [7 empty] | CUSTOM | [32 empty] | ELBOW | [17 empty] | INLET |  | OUTLET | [13 empty] | AI-0166 | Elbow Duct Fitting | Elbow Duct Fitting | 1 | EA | AUTO |  |  |  | review=Detected fitting text without a nearby duct size. / Missing confirmed duct dimensions. / Emitted as review-only NOTE row because PDF text does not prove the full 3D DATA contract. | Lay out.pdf page 3, line 351 | 0.35 | HOLD | NEEDS_GEOMETRY_REVIEW | Detected fitting text without a nearby duct size.; Missing confirmed duct dimensions.; Emitted as review-only NOTE row because PDF text does not prove the full 3D DATA contract.
NOTE | 1670 | PDF-P03 |  | SA |  |  | AI0167 |  |  |  |  | FITTING | ELBOW_RECT |  | RECT | [5 empty] | CUSTOM | [18 empty] | 26 | 18 |  |  |  | 26 | 18 |  | 26 | 18 |  |  |  |  | ELBOW | [17 empty] | INLET |  | OUTLET | [13 empty] | AI-0167 | Elbow Duct Fitting | Elbow Duct Fitting | 1 | EA | AUTO |  |  |  | service=SA ¦ printed_size=26x18 in ¦ review=Fitting token was associated from nearby PDF text context; verify grouping. / Emitted as review-only NOTE row because PDF text does not prove the full 3D DATA contract. ¦ airflow=6500 CFM ¦ TOD=153'-6" | Lay out.pdf page 3, line 353 | 0.85 | HOLD | NEEDS_GEOMETRY_REVIEW | Fitting token was associated from nearby PDF text context; verify grouping.; Emitted as review-only NOTE row because PDF text does not prove the full 3D DATA contract.
NOTE | 1680 | PDF-P03 |  | SA |  |  | AI0168 |  |  |  |  | FITTING | ELBOW_RECT |  | RECT | [5 empty] | CUSTOM | [18 empty] | 14 | 16 |  |  |  | 14 | 16 |  | 14 | 16 |  |  |  |  | ELBOW | [17 empty] | INLET |  | OUTLET | [13 empty] | AI-0168 | Elbow Duct Fitting | Elbow Duct Fitting | 1 | EA | AUTO |  |  |  | service=SA ¦ printed_size=14x16 in ¦ review=Fitting token was associated from nearby PDF text context; verify grouping. / Emitted as review-only NOTE row because PDF text does not prove the full 3D DATA contract. ¦ airflow=6500 CFM ¦ TOD=153'-6" | Lay out.pdf page 3, line 354 | 0.85 | HOLD | NEEDS_GEOMETRY_REVIEW | Fitting token was associated from nearby PDF text context; verify grouping.; Emitted as review-only NOTE row because PDF text does not prove the full 3D DATA contract.
NOTE | 1690 | PDF-P03 |  | SA |  |  | AI0169 |  |  |  |  | STRAIGHT | STRAIGHT_RECT |  | RECT | [5 empty] | CUSTOM | [18 empty] | 20 | 24 |  |  |  | 20 | 24 |  | 20 | 24 |  |  |  |  | NONE | [17 empty] | INLET |  | OUTLET | [13 empty] | AI-0169 | Straight Duct | Straight Duct | 1 | EA | AUTO |  |  |  | service=SA ¦ printed_size=20x24 in ¦ review=Straight duct has no confirmed centerline length or coordinates. / Emitted as review-only NOTE row because PDF text does not prove the full 3D DATA contract. ¦ airflow=6700 CFM | Lay out.pdf page 3, line 388 | 0.77 | HOLD | NEEDS_GEOMETRY_REVIEW | Straight duct has no confirmed centerline length or coordinates.; Emitted as review-only NOTE row because PDF text does not prove the full 3D DATA contract.
NOTE | 1700 | PDF-P03 |  |  |  |  | AI0170 |  |  |  |  | FITTING | ELBOW_UNKNOWN | [7 empty] | CUSTOM | [32 empty] | ELBOW | [17 empty] | INLET |  | OUTLET | [13 empty] | AI-0170 | Elbow Duct Fitting | Elbow Duct Fitting | 1 | EA | AUTO |  |  |  | review=Detected fitting text without a nearby duct size. / Missing confirmed duct dimensions. / Emitted as review-only NOTE row because PDF text does not prove the full 3D DATA contract. | Lay out.pdf page 3, line 396 | 0.35 | HOLD | NEEDS_GEOMETRY_REVIEW | Detected fitting text without a nearby duct size.; Missing confirmed duct dimensions.; Emitted as review-only NOTE row because PDF text does not prove the full 3D DATA contract.
NOTE | 1710 | PDF-P03 |  |  |  |  | AI0171 |  |  |  |  | FITTING | WYE_UNKNOWN | [7 empty] | CUSTOM | [32 empty] | WYE | [17 empty] | INLET |  | OUTLET | [13 empty] | AI-0171 | Wye Duct Fitting | Wye Duct Fitting | 1 | EA | AUTO |  |  |  | review=Detected fitting text without a nearby duct size. / Missing confirmed duct dimensions. / Branch fitting needs confirmed branch port geometry before DATA export. / Emitted as review-only NOTE row because PDF text does not prove the full 3D DATA contract. | Lay out.pdf page 3, line 398 | 0.35 | HOLD | NEEDS_GEOMETRY_REVIEW | Detected fitting text without a nearby duct size.; Missing confirmed duct dimensions.; Branch fitting needs confirmed branch port geometry before DATA export.; Emitted as review-only NOTE row because PDF text does not prove the full 3D DATA contract.
NOTE | 1720 | PDF-P03 |  |  |  |  | AI0172 |  |  |  |  | FITTING | WYE_UNKNOWN | [7 empty] | CUSTOM | [32 empty] | WYE | [17 empty] | INLET |  | OUTLET | [13 empty] | AI-0172 | Wye Duct Fitting | Wye Duct Fitting | 1 | EA | AUTO |  |  |  | review=Detected fitting text without a nearby duct size. / Missing confirmed duct dimensions. / Branch fitting needs confirmed branch port geometry before DATA export. / Emitted as review-only NOTE row because PDF text does not prove the full 3D DATA contract. | Lay out.pdf page 3, line 400 | 0.35 | HOLD | NEEDS_GEOMETRY_REVIEW | Detected fitting text without a nearby duct size.; Missing confirmed duct dimensions.; Branch fitting needs confirmed branch port geometry before DATA export.; Emitted as review-only NOTE row because PDF text does not prove the full 3D DATA contract.
NOTE | 1730 | PDF-P03 |  |  |  |  | AI0173 |  |  |  |  | STRAIGHT | STRAIGHT_UNKNOWN | [7 empty] | CUSTOM | [32 empty] | NONE | [17 empty] | INLET |  | OUTLET | [13 empty] | AI-0173 | Straight Duct | Straight Duct | 1 | EA | AUTO |  |  |  | review=Detected straight duct marker without a nearby duct size. / Missing confirmed duct dimensions. / Straight duct has no confirmed centerline length or coordinates. / Emitted as review-only NOTE row because PDF text does not prove the full 3D DATA contract. | Lay out.pdf page 3, line 401 | 0.32 | HOLD | NEEDS_GEOMETRY_REVIEW | Detected straight duct marker without a nearby duct size.; Missing confirmed duct dimensions.; Straight duct has no confirmed centerline length or coordinates.; Emitted as review-only NOTE row because PDF text does not prove the full 3D DATA contract.
NOTE | 1740 | PDF-P03 |  | SA |  |  | AI0174 |  |  |  |  | STRAIGHT | STRAIGHT_RECT |  | RECT | [5 empty] | CUSTOM | [18 empty] | 16 | 18 |  |  |  | 16 | 18 |  | 16 | 18 |  |  |  |  | NONE | [17 empty] | INLET |  | OUTLET | [13 empty] | AI-0174 | Straight Duct | Straight Duct | 1 | EA | AUTO |  |  |  | service=SA ¦ printed_size=16x18 in ¦ review=Straight duct has no confirmed centerline length or coordinates. / Emitted as review-only NOTE row because PDF text does not prove the full 3D DATA contract. ¦ TOD=153'-6" | Lay out.pdf page 3, line 402 | 0.77 | HOLD | NEEDS_GEOMETRY_REVIEW | Straight duct has no confirmed centerline length or coordinates.; Emitted as review-only NOTE row because PDF text does not prove the full 3D DATA contract.
NOTE | 1750 | PDF-P03 |  | SA |  |  | AI0175 |  |  |  |  | STRAIGHT | STRAIGHT_RECT |  | RECT | [5 empty] | CUSTOM | [18 empty] | 6 | 12 |  |  |  | 6 | 12 |  | 6 | 12 |  |  |  |  | NONE | [17 empty] | INLET |  | OUTLET | [13 empty] | AI-0175 | Straight Duct | Straight Duct | 1 | EA | AUTO |  |  |  | service=SA ¦ printed_size=6x12 in ¦ review=Straight duct has no confirmed centerline length or coordinates. / Emitted as review-only NOTE row because PDF text does not prove the full 3D DATA contract. ¦ TOD=148'-6" | Lay out.pdf page 3, line 408 | 0.77 | HOLD | NEEDS_GEOMETRY_REVIEW | Straight duct has no confirmed centerline length or coordinates.; Emitted as review-only NOTE row because PDF text does not prove the full 3D DATA contract.
NOTE | 1760 | PDF-P03 |  | SR |  |  | AI0176 |  |  |  |  | STRAIGHT | STRAIGHT_RECT |  | RECT | [5 empty] | CUSTOM | [16 empty] | 7 | 7 | 14 | 10 |  |  |  | 14 | 10 |  | 14 | 10 |  |  |  |  | NONE | [17 empty] | INLET |  | OUTLET | [13 empty] | AI-0176 | Straight Duct | Straight Duct | 1 | EA | AUTO |  |  |  | service=SR ¦ printed_size=14x10 in ¦ review=Straight length was associated from nearby PDF text context; verify grouping. / Emitted as review-only NOTE row because PDF text does not prove the full 3D DATA contract. ¦ airflow=1500 CFM | Lay out.pdf page 3, line 417 | 0.82 | HOLD | NEEDS_GEOMETRY_REVIEW | Straight length was associated from nearby PDF text context; verify grouping.; Emitted as review-only NOTE row because PDF text does not prove the full 3D DATA contract.
NOTE | 1770 | PDF-P03 |  |  |  |  | AI0177 |  |  |  |  | STRAIGHT | STRAIGHT_UNKNOWN | [7 empty] | CUSTOM | [32 empty] | NONE | [17 empty] | INLET |  | OUTLET | [13 empty] | AI-0177 | Straight Duct | Straight Duct | 1 | EA | AUTO |  |  |  | review=Detected straight duct marker without a nearby duct size. / Missing confirmed duct dimensions. / Straight duct has no confirmed centerline length or coordinates. / Emitted as review-only NOTE row because PDF text does not prove the full 3D DATA contract. | Lay out.pdf page 3, line 419 | 0.32 | HOLD | NEEDS_GEOMETRY_REVIEW | Detected straight duct marker without a nearby duct size.; Missing confirmed duct dimensions.; Straight duct has no confirmed centerline length or coordinates.; Emitted as review-only NOTE row because PDF text does not prove the full 3D DATA contract.
NOTE | 1780 | PDF-P03 |  | SA |  |  | AI0178 |  |  |  |  | STRAIGHT | STRAIGHT_RECT |  | RECT | [5 empty] | CUSTOM | [18 empty] | 10 | 14 |  |  |  | 10 | 14 |  | 10 | 14 |  |  |  |  | NONE | [17 empty] | INLET |  | OUTLET | [13 empty] | AI-0178 | Straight Duct | Straight Duct | 1 | EA | AUTO |  |  |  | service=SA ¦ printed_size=10x14 in ¦ review=Straight duct has no confirmed centerline length or coordinates. / Emitted as review-only NOTE row because PDF text does not prove the full 3D DATA contract. ¦ airflow=100 CFM ¦ TOD=153'-1" | Lay out.pdf page 3, line 425 | 0.82 | HOLD | NEEDS_GEOMETRY_REVIEW | Straight duct has no confirmed centerline length or coordinates.; Emitted as review-only NOTE row because PDF text does not prove the full 3D DATA contract.
NOTE | 1790 | PDF-P03 |  | SA |  |  | AI0179 |  |  |  |  | STRAIGHT | STRAIGHT_RECT |  | RECT | [5 empty] | CUSTOM | [18 empty] | 6 | 12 |  |  |  | 6 | 12 |  | 6 | 12 |  |  |  |  | NONE | [17 empty] | INLET |  | OUTLET | [13 empty] | AI-0179 | Straight Duct | Straight Duct | 1 | EA | AUTO |  |  |  | service=SA ¦ printed_size=6x12 in ¦ review=Straight duct has no confirmed centerline length or coordinates. / Emitted as review-only NOTE row because PDF text does not prove the full 3D DATA contract. ¦ airflow=100 CFM ¦ TOD=153'-1" | Lay out.pdf page 3, line 427 | 0.82 | HOLD | NEEDS_GEOMETRY_REVIEW | Straight duct has no confirmed centerline length or coordinates.; Emitted as review-only NOTE row because PDF text does not prove the full 3D DATA contract.
NOTE | 1800 | PDF-P03 |  |  |  |  | AI0180 |  |  |  |  | FITTING | ELBOW_UNKNOWN | [7 empty] | CUSTOM | [32 empty] | ELBOW | [17 empty] | INLET |  | OUTLET | [13 empty] | AI-0180 | Elbow Duct Fitting | Elbow Duct Fitting | 1 | EA | AUTO |  |  |  | review=Detected fitting text without a nearby duct size. / Missing confirmed duct dimensions. / Emitted as review-only NOTE row because PDF text does not prove the full 3D DATA contract. | Lay out.pdf page 3, line 475 | 0.35 | HOLD | NEEDS_GEOMETRY_REVIEW | Detected fitting text without a nearby duct size.; Missing confirmed duct dimensions.; Emitted as review-only NOTE row because PDF text does not prove the full 3D DATA contract.
NOTE | 1810 | PDF-P03 |  |  |  |  | AI0181 |  |  |  |  | FITTING | ELBOW_UNKNOWN | [7 empty] | CUSTOM | [32 empty] | ELBOW | [17 empty] | INLET |  | OUTLET | [13 empty] | AI-0181 | Elbow Duct Fitting | Elbow Duct Fitting | 1 | EA | AUTO |  |  |  | review=Detected fitting text without a nearby duct size. / Missing confirmed duct dimensions. / Emitted as review-only NOTE row because PDF text does not prove the full 3D DATA contract. | Lay out.pdf page 3, line 483 | 0.35 | HOLD | NEEDS_GEOMETRY_REVIEW | Detected fitting text without a nearby duct size.; Missing confirmed duct dimensions.; Emitted as review-only NOTE row because PDF text does not prove the full 3D DATA contract.
NOTE | 1820 | PDF-P03 |  |  |  |  | AI0182 |  |  |  |  | FITTING | WYE_UNKNOWN | [7 empty] | CUSTOM | [32 empty] | WYE | [17 empty] | INLET |  | OUTLET | [13 empty] | AI-0182 | Wye Duct Fitting | Wye Duct Fitting | 1 | EA | AUTO |  |  |  | review=Detected fitting text without a nearby duct size. / Missing confirmed duct dimensions. / Branch fitting needs confirmed branch port geometry before DATA export. / Emitted as review-only NOTE row because PDF text does not prove the full 3D DATA contract. | Lay out.pdf page 3, line 489 | 0.35 | HOLD | NEEDS_GEOMETRY_REVIEW | Detected fitting text without a nearby duct size.; Missing confirmed duct dimensions.; Branch fitting needs confirmed branch port geometry before DATA export.; Emitted as review-only NOTE row because PDF text does not prove the full 3D DATA contract.
NOTE | 1830 | PDF-P03 |  |  |  |  | AI0183 |  |  |  |  | FITTING | WYE_UNKNOWN | [7 empty] | CUSTOM | [32 empty] | WYE | [17 empty] | INLET |  | OUTLET | [13 empty] | AI-0183 | Wye Duct Fitting | Wye Duct Fitting | 1 | EA | AUTO |  |  |  | review=Detected fitting text without a nearby duct size. / Missing confirmed duct dimensions. / Branch fitting needs confirmed branch port geometry before DATA export. / Emitted as review-only NOTE row because PDF text does not prove the full 3D DATA contract. | Lay out.pdf page 3, line 491 | 0.35 | HOLD | NEEDS_GEOMETRY_REVIEW | Detected fitting text without a nearby duct size.; Missing confirmed duct dimensions.; Branch fitting needs confirmed branch port geometry before DATA export.; Emitted as review-only NOTE row because PDF text does not prove the full 3D DATA contract.
NOTE | 1840 | PDF-P03 |  |  |  |  | AI0184 |  |  |  |  | FITTING | ELBOW_UNKNOWN | [7 empty] | CUSTOM | [32 empty] | ELBOW | [17 empty] | INLET |  | OUTLET | [13 empty] | AI-0184 | Elbow Duct Fitting | Elbow Duct Fitting | 1 | EA | AUTO |  |  |  | review=Detected fitting text without a nearby duct size. / Missing confirmed duct dimensions. / Emitted as review-only NOTE row because PDF text does not prove the full 3D DATA contract. | Lay out.pdf page 3, line 494 | 0.35 | HOLD | NEEDS_GEOMETRY_REVIEW | Detected fitting text without a nearby duct size.; Missing confirmed duct dimensions.; Emitted as review-only NOTE row because PDF text does not prove the full 3D DATA contract.
NOTE | 1850 | PDF-P03 |  |  |  |  | AI0185 |  |  |  |  | STRAIGHT | STRAIGHT_UNKNOWN | [7 empty] | CUSTOM | [32 empty] | NONE | [17 empty] | INLET |  | OUTLET | [13 empty] | AI-0185 | Straight Duct | Straight Duct | 1 | EA | AUTO |  |  |  | review=Detected straight duct marker without a nearby duct size. / Missing confirmed duct dimensions. / Straight duct has no confirmed centerline length or coordinates. / Emitted as review-only NOTE row because PDF text does not prove the full 3D DATA contract. | Lay out.pdf page 3, line 495 | 0.32 | HOLD | NEEDS_GEOMETRY_REVIEW | Detected straight duct marker without a nearby duct size.; Missing confirmed duct dimensions.; Straight duct has no confirmed centerline length or coordinates.; Emitted as review-only NOTE row because PDF text does not prove the full 3D DATA contract.
NOTE | 1860 | PDF-P03 |  |  |  |  | AI0186 |  |  |  |  | FITTING | ELBOW_UNKNOWN | [7 empty] | CUSTOM | [32 empty] | ELBOW | [17 empty] | INLET |  | OUTLET | [13 empty] | AI-0186 | Elbow Duct Fitting | Elbow Duct Fitting | 1 | EA | AUTO |  |  |  | review=Detected fitting text without a nearby duct size. / Missing confirmed duct dimensions. / Emitted as review-only NOTE row because PDF text does not prove the full 3D DATA contract. | Lay out.pdf page 3, line 501 | 0.35 | HOLD | NEEDS_GEOMETRY_REVIEW | Detected fitting text without a nearby duct size.; Missing confirmed duct dimensions.; Emitted as review-only NOTE row because PDF text does not prove the full 3D DATA contract.
NOTE | 1870 | PDF-P03 |  |  |  |  | AI0187 |  |  |  |  | FITTING | ELBOW_UNKNOWN | [7 empty] | CUSTOM | [32 empty] | ELBOW | [17 empty] | INLET |  | OUTLET | [13 empty] | AI-0187 | Elbow Duct Fitting | Elbow Duct Fitting | 1 | EA | AUTO |  |  |  | review=Detected fitting text without a nearby duct size. / Missing confirmed duct dimensions. / Emitted as review-only NOTE row because PDF text does not prove the full 3D DATA contract. | Lay out.pdf page 3, line 503 | 0.35 | HOLD | NEEDS_GEOMETRY_REVIEW | Detected fitting text without a nearby duct size.; Missing confirmed duct dimensions.; Emitted as review-only NOTE row because PDF text does not prove the full 3D DATA contract.
NOTE | 1880 | PDF-P03 |  |  |  |  | AI0188 |  |  |  |  | FITTING | ELBOW_UNKNOWN | [7 empty] | CUSTOM | [32 empty] | ELBOW | [17 empty] | INLET |  | OUTLET | [13 empty] | AI-0188 | Elbow Duct Fitting | Elbow Duct Fitting | 1 | EA | AUTO |  |  |  | review=Detected fitting text without a nearby duct size. / Missing confirmed duct dimensions. / Emitted as review-only NOTE row because PDF text does not prove the full 3D DATA contract. | Lay out.pdf page 3, line 506 | 0.35 | HOLD | NEEDS_GEOMETRY_REVIEW | Detected fitting text without a nearby duct size.; Missing confirmed duct dimensions.; Emitted as review-only NOTE row because PDF text does not prove the full 3D DATA contract.
NOTE | 1890 | PDF-P03 |  |  |  |  | AI0189 |  |  |  |  | FITTING | ELBOW_UNKNOWN | [7 empty] | CUSTOM | [32 empty] | ELBOW | [17 empty] | INLET |  | OUTLET | [13 empty] | AI-0189 | Elbow Duct Fitting | Elbow Duct Fitting | 1 | EA | AUTO |  |  |  | review=Detected fitting text without a nearby duct size. / Missing confirmed duct dimensions. / Emitted as review-only NOTE row because PDF text does not prove the full 3D DATA contract. | Lay out.pdf page 3, line 509 | 0.35 | HOLD | NEEDS_GEOMETRY_REVIEW | Detected fitting text without a nearby duct size.; Missing confirmed duct dimensions.; Emitted as review-only NOTE row because PDF text does not prove the full 3D DATA contract.
NOTE | 1900 | PDF-P03 |  | SA |  |  | AI0190 |  |  |  |  | FITTING | ELBOW_RECT |  | RECT | [5 empty] | CUSTOM | [18 empty] | 16 | 10 |  |  |  | 16 | 10 |  | 16 | 10 |  |  |  |  | ELBOW | [17 empty] | INLET |  | OUTLET | [13 empty] | AI-0190 | Elbow Duct Fitting | Elbow Duct Fitting | 1 | EA | AUTO |  |  |  | service=SA ¦ printed_size=16x10 in ¦ review=Fitting token was associated from nearby PDF text context; verify grouping. / Emitted as review-only NOTE row because PDF text does not prove the full 3D DATA contract. ¦ TOD=154'-2" | Lay out.pdf page 3, line 510 | 0.8 | HOLD | NEEDS_GEOMETRY_REVIEW | Fitting token was associated from nearby PDF text context; verify grouping.; Emitted as review-only NOTE row because PDF text does not prove the full 3D DATA contract.
NOTE | 1910 | PDF-P03 |  | SA |  |  | AI0191 |  |  |  |  | STRAIGHT | STRAIGHT_RECT |  | RECT | [5 empty] | CUSTOM | [16 empty] | 6 | 6 | 24 | 20 |  |  |  | 24 | 20 |  | 24 | 20 |  |  |  |  | NONE | [17 empty] | INLET |  | OUTLET | [13 empty] | AI-0191 | Straight Duct | Straight Duct | 1 | EA | AUTO |  |  |  | service=SA ¦ printed_size=24x20 in ¦ review=Straight length was associated from nearby PDF text context; verify grouping. / Emitted as review-only NOTE row because PDF text does not prove the full 3D DATA contract. ¦ TOD=154'-2" | Lay out.pdf page 3, line 513 | 0.82 | HOLD | NEEDS_GEOMETRY_REVIEW | Straight length was associated from nearby PDF text context; verify grouping.; Emitted as review-only NOTE row because PDF text does not prove the full 3D DATA contract.
NOTE | 1920 | PDF-P03 |  |  |  |  | AI0192 |  |  |  |  | STRAIGHT | STRAIGHT_UNKNOWN | [7 empty] | CUSTOM | [32 empty] | NONE | [17 empty] | INLET |  | OUTLET | [13 empty] | AI-0192 | Straight Duct | Straight Duct | 1 | EA | AUTO |  |  |  | review=Detected straight duct marker without a nearby duct size. / Missing confirmed duct dimensions. / Straight duct has no confirmed centerline length or coordinates. / Emitted as review-only NOTE row because PDF text does not prove the full 3D DATA contract. | Lay out.pdf page 3, line 516 | 0.32 | HOLD | NEEDS_GEOMETRY_REVIEW | Detected straight duct marker without a nearby duct size.; Missing confirmed duct dimensions.; Straight duct has no confirmed centerline length or coordinates.; Emitted as review-only NOTE row because PDF text does not prove the full 3D DATA contract.
NOTE | 1930 | PDF-P03 |  |  |  |  | AI0193 |  |  |  |  | STRAIGHT | STRAIGHT_UNKNOWN | [7 empty] | CUSTOM | [32 empty] | NONE | [17 empty] | INLET |  | OUTLET | [13 empty] | AI-0193 | Straight Duct | Straight Duct | 1 | EA | AUTO |  |  |  | review=Detected straight duct marker without a nearby duct size. / Missing confirmed duct dimensions. / Straight duct has no confirmed centerline length or coordinates. / Emitted as review-only NOTE row because PDF text does not prove the full 3D DATA contract. | Lay out.pdf page 3, line 518 | 0.32 | HOLD | NEEDS_GEOMETRY_REVIEW | Detected straight duct marker without a nearby duct size.; Missing confirmed duct dimensions.; Straight duct has no confirmed centerline length or coordinates.; Emitted as review-only NOTE row because PDF text does not prove the full 3D DATA contract.
NOTE | 1940 | PDF-P03 |  | SA |  |  | AI0194 |  |  |  |  | STRAIGHT | STRAIGHT_RECT |  | RECT | [5 empty] | CUSTOM | [16 empty] | 6 | 6 | 18 | 12 |  |  |  | 18 | 12 |  | 18 | 12 |  |  |  |  | NONE | [17 empty] | INLET |  | OUTLET | [13 empty] | AI-0194 | Straight Duct | Straight Duct | 1 | EA | AUTO |  |  |  | service=SA ¦ printed_size=18x12 in ¦ review=Straight length was associated from nearby PDF text context; verify grouping. / Emitted as review-only NOTE row because PDF text does not prove the full 3D DATA contract. ¦ TOD=149'-0" | Lay out.pdf page 3, line 519 | 0.82 | HOLD | NEEDS_GEOMETRY_REVIEW | Straight length was associated from nearby PDF text context; verify grouping.; Emitted as review-only NOTE row because PDF text does not prove the full 3D DATA contract.
NOTE | 1950 | PDF-P03 |  |  |  |  | AI0195 |  |  |  |  | STRAIGHT | STRAIGHT_UNKNOWN | [7 empty] | CUSTOM | [32 empty] | NONE | [17 empty] | INLET |  | OUTLET | [13 empty] | AI-0195 | Straight Duct | Straight Duct | 1 | EA | AUTO |  |  |  | review=Detected straight duct marker without a nearby duct size. / Missing confirmed duct dimensions. / Straight duct has no confirmed centerline length or coordinates. / Emitted as review-only NOTE row because PDF text does not prove the full 3D DATA contract. | Lay out.pdf page 3, line 521 | 0.32 | HOLD | NEEDS_GEOMETRY_REVIEW | Detected straight duct marker without a nearby duct size.; Missing confirmed duct dimensions.; Straight duct has no confirmed centerline length or coordinates.; Emitted as review-only NOTE row because PDF text does not prove the full 3D DATA contract.
NOTE | 1960 | PDF-P03 |  |  |  |  | AI0196 |  |  |  |  | STRAIGHT | STRAIGHT_UNKNOWN | [7 empty] | CUSTOM | [32 empty] | NONE | [17 empty] | INLET |  | OUTLET | [13 empty] | AI-0196 | Straight Duct | Straight Duct | 1 | EA | AUTO |  |  |  | review=Detected straight duct marker without a nearby duct size. / Missing confirmed duct dimensions. / Straight duct has no confirmed centerline length or coordinates. / Emitted as review-only NOTE row because PDF text does not prove the full 3D DATA contract. | Lay out.pdf page 3, line 524 | 0.32 | HOLD | NEEDS_GEOMETRY_REVIEW | Detected straight duct marker without a nearby duct size.; Missing confirmed duct dimensions.; Straight duct has no confirmed centerline length or coordinates.; Emitted as review-only NOTE row because PDF text does not prove the full 3D DATA contract.
NOTE | 1970 | PDF-P03 |  |  |  |  | AI0197 |  |  |  |  | STRAIGHT | STRAIGHT_UNKNOWN | [7 empty] | CUSTOM | [32 empty] | NONE | [17 empty] | INLET |  | OUTLET | [13 empty] | AI-0197 | Straight Duct | Straight Duct | 1 | EA | AUTO |  |  |  | review=Detected straight duct marker without a nearby duct size. / Missing confirmed duct dimensions. / Straight duct has no confirmed centerline length or coordinates. / Emitted as review-only NOTE row because PDF text does not prove the full 3D DATA contract. | Lay out.pdf page 3, line 525 | 0.32 | HOLD | NEEDS_GEOMETRY_REVIEW | Detected straight duct marker without a nearby duct size.; Missing confirmed duct dimensions.; Straight duct has no confirmed centerline length or coordinates.; Emitted as review-only NOTE row because PDF text does not prove the full 3D DATA contract.
NOTE | 1980 | PDF-P03 |  |  |  |  | AI0198 |  |  |  |  | FITTING | ELBOW_UNKNOWN | [7 empty] | CUSTOM | [32 empty] | ELBOW | [17 empty] | INLET |  | OUTLET | [13 empty] | AI-0198 | Elbow Duct Fitting | Elbow Duct Fitting | 1 | EA | AUTO |  |  |  | review=Detected fitting text without a nearby duct size. / Missing confirmed duct dimensions. / Emitted as review-only NOTE row because PDF text does not prove the full 3D DATA contract. | Lay out.pdf page 3, line 527 | 0.35 | HOLD | NEEDS_GEOMETRY_REVIEW | Detected fitting text without a nearby duct size.; Missing confirmed duct dimensions.; Emitted as review-only NOTE row because PDF text does not prove the full 3D DATA contract.
NOTE | 1990 | PDF-P03 |  |  |  |  | AI0199 |  |  |  |  | STRAIGHT | STRAIGHT_UNKNOWN | [7 empty] | CUSTOM | [32 empty] | NONE | [17 empty] | INLET |  | OUTLET | [13 empty] | AI-0199 | Straight Duct | Straight Duct | 1 | EA | AUTO |  |  |  | review=Detected straight duct marker without a nearby duct size. / Missing confirmed duct dimensions. / Straight duct has no confirmed centerline length or coordinates. / Emitted as review-only NOTE row because PDF text does not prove the full 3D DATA contract. | Lay out.pdf page 3, line 528 | 0.32 | HOLD | NEEDS_GEOMETRY_REVIEW | Detected straight duct marker without a nearby duct size.; Missing confirmed duct dimensions.; Straight duct has no confirmed centerline length or coordinates.; Emitted as review-only NOTE row because PDF text does not prove the full 3D DATA contract.
NOTE | 2000 | PDF-P03 |  |  |  |  | AI0200 |  |  |  |  | FITTING | ELBOW_UNKNOWN | [7 empty] | CUSTOM | [32 empty] | ELBOW | [17 empty] | INLET |  | OUTLET | [13 empty] | AI-0200 | Elbow Duct Fitting | Elbow Duct Fitting | 1 | EA | AUTO |  |  |  | review=Detected fitting text without a nearby duct size. / Missing confirmed duct dimensions. / Emitted as review-only NOTE row because PDF text does not prove the full 3D DATA contract. | Lay out.pdf page 3, line 530 | 0.35 | HOLD | NEEDS_GEOMETRY_REVIEW | Detected fitting text without a nearby duct size.; Missing confirmed duct dimensions.; Emitted as review-only NOTE row because PDF text does not prove the full 3D DATA contract.
NOTE | 2010 | PDF-P03 |  | SA |  |  | AI0201 |  |  |  |  | STRAIGHT | STRAIGHT_RECT |  | RECT | [5 empty] | CUSTOM | [18 empty] | 10 | 14 |  |  |  | 10 | 14 |  | 10 | 14 |  |  |  |  | NONE | [17 empty] | INLET |  | OUTLET | [13 empty] | AI-0201 | Straight Duct | Straight Duct | 1 | EA | AUTO |  |  |  | service=SA ¦ printed_size=10x14 in ¦ review=Straight duct has no confirmed centerline length or coordinates. / Emitted as review-only NOTE row because PDF text does not prove the full 3D DATA contract. ¦ TOD=153'-10" | Lay out.pdf page 3, line 531 | 0.77 | HOLD | NEEDS_GEOMETRY_REVIEW | Straight duct has no confirmed centerline length or coordinates.; Emitted as review-only NOTE row because PDF text does not prove the full 3D DATA contract.
NOTE | 2020 | PDF-P03 |  |  |  |  | AI0202 |  |  |  |  | STRAIGHT | STRAIGHT_UNKNOWN | [7 empty] | CUSTOM | [32 empty] | NONE | [17 empty] | INLET |  | OUTLET | [13 empty] | AI-0202 | Straight Duct | Straight Duct | 1 | EA | AUTO |  |  |  | review=Detected straight duct marker without a nearby duct size. / Missing confirmed duct dimensions. / Straight duct has no confirmed centerline length or coordinates. / Emitted as review-only NOTE row because PDF text does not prove the full 3D DATA contract. | Lay out.pdf page 3, line 533 | 0.32 | HOLD | NEEDS_GEOMETRY_REVIEW | Detected straight duct marker without a nearby duct size.; Missing confirmed duct dimensions.; Straight duct has no confirmed centerline length or coordinates.; Emitted as review-only NOTE row because PDF text does not prove the full 3D DATA contract.
NOTE | 2030 | PDF-P03 |  |  |  |  | AI0203 |  |  |  |  | FITTING | WYE_UNKNOWN | [7 empty] | CUSTOM | [32 empty] | WYE | [17 empty] | INLET |  | OUTLET | [13 empty] | AI-0203 | Wye Duct Fitting | Wye Duct Fitting | 1 | EA | AUTO |  |  |  | review=Detected fitting text without a nearby duct size. / Missing confirmed duct dimensions. / Branch fitting needs confirmed branch port geometry before DATA export. / Emitted as review-only NOTE row because PDF text does not prove the full 3D DATA contract. | Lay out.pdf page 3, line 535 | 0.35 | HOLD | NEEDS_GEOMETRY_REVIEW | Detected fitting text without a nearby duct size.; Missing confirmed duct dimensions.; Branch fitting needs confirmed branch port geometry before DATA export.; Emitted as review-only NOTE row because PDF text does not prove the full 3D DATA contract.
NOTE | 2040 | PDF-P03 |  |  |  |  | AI0204 |  |  |  |  | FITTING | WYE_UNKNOWN | [7 empty] | CUSTOM | [32 empty] | WYE | [17 empty] | INLET |  | OUTLET | [13 empty] | AI-0204 | Wye Duct Fitting | Wye Duct Fitting | 1 | EA | AUTO |  |  |  | review=Detected fitting text without a nearby duct size. / Missing confirmed duct dimensions. / Branch fitting needs confirmed branch port geometry before DATA export. / Emitted as review-only NOTE row because PDF text does not prove the full 3D DATA contract. | Lay out.pdf page 3, line 537 | 0.35 | HOLD | NEEDS_GEOMETRY_REVIEW | Detected fitting text without a nearby duct size.; Missing confirmed duct dimensions.; Branch fitting needs confirmed branch port geometry before DATA export.; Emitted as review-only NOTE row because PDF text does not prove the full 3D DATA contract.
NOTE | 2050 | PDF-P03 |  | SA |  |  | AI0205 |  |  |  |  | STRAIGHT | STRAIGHT_RECT |  | RECT | [5 empty] | CUSTOM | [18 empty] | 8 | 14 |  |  |  | 8 | 14 |  | 8 | 14 |  |  |  |  | NONE | [17 empty] | INLET |  | OUTLET | [13 empty] | AI-0205 | Straight Duct | Straight Duct | 1 | EA | AUTO |  |  |  | service=SA ¦ printed_size=8x14 in ¦ review=Straight duct has no confirmed centerline length or coordinates. / Emitted as review-only NOTE row because PDF text does not prove the full 3D DATA contract. ¦ TOD=153'-10" | Lay out.pdf page 3, line 542 | 0.77 | HOLD | NEEDS_GEOMETRY_REVIEW | Straight duct has no confirmed centerline length or coordinates.; Emitted as review-only NOTE row because PDF text does not prove the full 3D DATA contract.
NOTE | 2060 | PDF-P03 |  | SA |  |  | AI0206 |  |  |  |  | STRAIGHT | STRAIGHT_RECT |  | RECT | [5 empty] | CUSTOM | [16 empty] | 7 | 7 | 8 | 10 |  |  |  | 8 | 10 |  | 8 | 10 |  |  |  |  | NONE | [17 empty] | INLET |  | OUTLET | [13 empty] | AI-0206 | Straight Duct | Straight Duct | 1 | EA | AUTO |  |  |  | service=SA ¦ printed_size=8x10 in ¦ review=Straight length was associated from nearby PDF text context; verify grouping. / Emitted as review-only NOTE row because PDF text does not prove the full 3D DATA contract. ¦ TOD=153'-10" | Lay out.pdf page 3, line 544 | 0.82 | HOLD | NEEDS_GEOMETRY_REVIEW | Straight length was associated from nearby PDF text context; verify grouping.; Emitted as review-only NOTE row because PDF text does not prove the full 3D DATA contract.
NOTE | 2070 | PDF-P03 |  |  |  |  | AI0207 |  |  |  |  | STRAIGHT | STRAIGHT_UNKNOWN | [7 empty] | CUSTOM | [32 empty] | NONE | [17 empty] | INLET |  | OUTLET | [13 empty] | AI-0207 | Straight Duct | Straight Duct | 1 | EA | AUTO |  |  |  | review=Detected straight duct marker without a nearby duct size. / Missing confirmed duct dimensions. / Straight duct has no confirmed centerline length or coordinates. / Emitted as review-only NOTE row because PDF text does not prove the full 3D DATA contract. | Lay out.pdf page 3, line 547 | 0.32 | HOLD | NEEDS_GEOMETRY_REVIEW | Detected straight duct marker without a nearby duct size.; Missing confirmed duct dimensions.; Straight duct has no confirmed centerline length or coordinates.; Emitted as review-only NOTE row because PDF text does not prove the full 3D DATA contract.
NOTE | 2080 | PDF-P03 |  |  |  |  | AI0208 |  |  |  |  | STRAIGHT | STRAIGHT_UNKNOWN | [7 empty] | CUSTOM | [32 empty] | NONE | [17 empty] | INLET |  | OUTLET | [13 empty] | AI-0208 | Straight Duct | Straight Duct | 1 | EA | AUTO |  |  |  | review=Detected straight duct marker without a nearby duct size. / Missing confirmed duct dimensions. / Straight duct has no confirmed centerline length or coordinates. / Emitted as review-only NOTE row because PDF text does not prove the full 3D DATA contract. | Lay out.pdf page 3, line 548 | 0.32 | HOLD | NEEDS_GEOMETRY_REVIEW | Detected straight duct marker without a nearby duct size.; Missing confirmed duct dimensions.; Straight duct has no confirmed centerline length or coordinates.; Emitted as review-only NOTE row because PDF text does not prove the full 3D DATA contract.
NOTE | 2090 | PDF-P03 |  |  |  |  | AI0209 |  |  |  |  | FITTING | ELBOW_UNKNOWN | [7 empty] | CUSTOM | [32 empty] | ELBOW | [17 empty] | INLET |  | OUTLET | [13 empty] | AI-0209 | Elbow Duct Fitting | Elbow Duct Fitting | 1 | EA | AUTO |  |  |  | review=Detected fitting text without a nearby duct size. / Missing confirmed duct dimensions. / Emitted as review-only NOTE row because PDF text does not prove the full 3D DATA contract. | Lay out.pdf page 3, line 552 | 0.35 | HOLD | NEEDS_GEOMETRY_REVIEW | Detected fitting text without a nearby duct size.; Missing confirmed duct dimensions.; Emitted as review-only NOTE row because PDF text does not prove the full 3D DATA contract.
NOTE | 2100 | PDF-P03 |  |  |  |  | AI0210 |  |  |  |  | FITTING | ELBOW_UNKNOWN | [7 empty] | CUSTOM | [32 empty] | ELBOW | [17 empty] | INLET |  | OUTLET | [13 empty] | AI-0210 | Elbow Duct Fitting | Elbow Duct Fitting | 1 | EA | AUTO |  |  |  | review=Detected fitting text without a nearby duct size. / Missing confirmed duct dimensions. / Emitted as review-only NOTE row because PDF text does not prove the full 3D DATA contract. | Lay out.pdf page 3, line 560 | 0.35 | HOLD | NEEDS_GEOMETRY_REVIEW | Detected fitting text without a nearby duct size.; Missing confirmed duct dimensions.; Emitted as review-only NOTE row because PDF text does not prove the full 3D DATA contract.
NOTE | 2110 | PDF-P03 |  |  |  |  | AI0211 |  |  |  |  | STRAIGHT | STRAIGHT_UNKNOWN | [7 empty] | CUSTOM | [32 empty] | NONE | [17 empty] | INLET |  | OUTLET | [13 empty] | AI-0211 | Straight Duct | Straight Duct | 1 | EA | AUTO |  |  |  | review=Detected straight duct marker without a nearby duct size. / Missing confirmed duct dimensions. / Straight duct has no confirmed centerline length or coordinates. / Emitted as review-only NOTE row because PDF text does not prove the full 3D DATA contract. | Lay out.pdf page 3, line 563 | 0.32 | HOLD | NEEDS_GEOMETRY_REVIEW | Detected straight duct marker without a nearby duct size.; Missing confirmed duct dimensions.; Straight duct has no confirmed centerline length or coordinates.; Emitted as review-only NOTE row because PDF text does not prove the full 3D DATA contract.
NOTE | 2120 | PDF-P03 |  |  |  |  | AI0212 |  |  |  |  | STRAIGHT | STRAIGHT_UNKNOWN | [7 empty] | CUSTOM | [32 empty] | NONE | [17 empty] | INLET |  | OUTLET | [13 empty] | AI-0212 | Straight Duct | Straight Duct | 1 | EA | AUTO |  |  |  | review=Detected straight duct marker without a nearby duct size. / Missing confirmed duct dimensions. / Straight duct has no confirmed centerline length or coordinates. / Emitted as review-only NOTE row because PDF text does not prove the full 3D DATA contract. | Lay out.pdf page 3, line 564 | 0.32 | HOLD | NEEDS_GEOMETRY_REVIEW | Detected straight duct marker without a nearby duct size.; Missing confirmed duct dimensions.; Straight duct has no confirmed centerline length or coordinates.; Emitted as review-only NOTE row because PDF text does not prove the full 3D DATA contract.
NOTE | 2130 | PDF-P03 |  | SA |  |  | AI0213 |  |  |  |  | STRAIGHT | STRAIGHT_RECT |  | RECT | [5 empty] | CUSTOM | [16 empty] | 10 | 10 | 14 | 16 |  |  |  | 14 | 16 |  | 14 | 16 |  |  |  |  | NONE | [17 empty] | INLET |  | OUTLET | [13 empty] | AI-0213 | Straight Duct | Straight Duct | 1 | EA | AUTO |  |  |  | service=SA ¦ printed_size=14x16 in ¦ review=Straight length was associated from nearby PDF text context; verify grouping. / Emitted as review-only NOTE row because PDF text does not prove the full 3D DATA contract. ¦ TOD=153'-0" | Lay out.pdf page 3, line 566 | 0.82 | HOLD | NEEDS_GEOMETRY_REVIEW | Straight length was associated from nearby PDF text context; verify grouping.; Emitted as review-only NOTE row because PDF text does not prove the full 3D DATA contract.
NOTE | 2140 | PDF-P03 |  |  |  |  | AI0214 |  |  |  |  | STRAIGHT | STRAIGHT_UNKNOWN | [7 empty] | CUSTOM | [32 empty] | NONE | [17 empty] | INLET |  | OUTLET | [13 empty] | AI-0214 | Straight Duct | Straight Duct | 1 | EA | AUTO |  |  |  | review=Detected straight duct marker without a nearby duct size. / Missing confirmed duct dimensions. / Straight duct has no confirmed centerline length or coordinates. / Emitted as review-only NOTE row because PDF text does not prove the full 3D DATA contract. | Lay out.pdf page 3, line 569 | 0.32 | HOLD | NEEDS_GEOMETRY_REVIEW | Detected straight duct marker without a nearby duct size.; Missing confirmed duct dimensions.; Straight duct has no confirmed centerline length or coordinates.; Emitted as review-only NOTE row because PDF text does not prove the full 3D DATA contract.
NOTE | 2150 | PDF-P03 |  |  |  |  | AI0215 |  |  |  |  | FITTING | ELBOW_UNKNOWN | [7 empty] | CUSTOM | [32 empty] | ELBOW | [17 empty] | INLET |  | OUTLET | [13 empty] | AI-0215 | Elbow Duct Fitting | Elbow Duct Fitting | 1 | EA | AUTO |  |  |  | review=Detected fitting text without a nearby duct size. / Missing confirmed duct dimensions. / Emitted as review-only NOTE row because PDF text does not prove the full 3D DATA contract. | Lay out.pdf page 3, line 571 | 0.35 | HOLD | NEEDS_GEOMETRY_REVIEW | Detected fitting text without a nearby duct size.; Missing confirmed duct dimensions.; Emitted as review-only NOTE row because PDF text does not prove the full 3D DATA contract.
NOTE | 2160 | PDF-P03 |  |  |  |  | AI0216 |  |  |  |  | STRAIGHT | STRAIGHT_UNKNOWN | [7 empty] | CUSTOM | [32 empty] | NONE | [17 empty] | INLET |  | OUTLET | [13 empty] | AI-0216 | Straight Duct | Straight Duct | 1 | EA | AUTO |  |  |  | review=Detected straight duct marker without a nearby duct size. / Missing confirmed duct dimensions. / Straight duct has no confirmed centerline length or coordinates. / Emitted as review-only NOTE row because PDF text does not prove the full 3D DATA contract. | Lay out.pdf page 3, line 573 | 0.32 | HOLD | NEEDS_GEOMETRY_REVIEW | Detected straight duct marker without a nearby duct size.; Missing confirmed duct dimensions.; Straight duct has no confirmed centerline length or coordinates.; Emitted as review-only NOTE row because PDF text does not prove the full 3D DATA contract.
NOTE | 2170 | PDF-P03 |  |  |  |  | AI0217 |  |  |  |  | STRAIGHT | STRAIGHT_UNKNOWN | [7 empty] | CUSTOM | [32 empty] | NONE | [17 empty] | INLET |  | OUTLET | [13 empty] | AI-0217 | Straight Duct | Straight Duct | 1 | EA | AUTO |  |  |  | review=Detected straight duct marker without a nearby duct size. / Missing confirmed duct dimensions. / Straight duct has no confirmed centerline length or coordinates. / Emitted as review-only NOTE row because PDF text does not prove the full 3D DATA contract. | Lay out.pdf page 3, line 574 | 0.32 | HOLD | NEEDS_GEOMETRY_REVIEW | Detected straight duct marker without a nearby duct size.; Missing confirmed duct dimensions.; Straight duct has no confirmed centerline length or coordinates.; Emitted as review-only NOTE row because PDF text does not prove the full 3D DATA contract.
NOTE | 2180 | PDF-P03 |  |  |  |  | AI0218 |  |  |  |  | FITTING | ELBOW_UNKNOWN | [7 empty] | CUSTOM | [32 empty] | ELBOW | [17 empty] | INLET |  | OUTLET | [13 empty] | AI-0218 | Elbow Duct Fitting | Elbow Duct Fitting | 1 | EA | AUTO |  |  |  | review=Detected fitting text without a nearby duct size. / Missing confirmed duct dimensions. / Emitted as review-only NOTE row because PDF text does not prove the full 3D DATA contract. | Lay out.pdf page 3, line 576 | 0.35 | HOLD | NEEDS_GEOMETRY_REVIEW | Detected fitting text without a nearby duct size.; Missing confirmed duct dimensions.; Emitted as review-only NOTE row because PDF text does not prove the full 3D DATA contract.
NOTE | 2190 | PDF-P03 |  | SA |  |  | AI0219 |  |  |  |  | STRAIGHT | STRAIGHT_RECT |  | RECT | [5 empty] | CUSTOM | [18 empty] | 18 | 10 |  |  |  | 18 | 10 |  | 18 | 10 |  |  |  |  | NONE | [17 empty] | INLET |  | OUTLET | [13 empty] | AI-0219 | Straight Duct | Straight Duct | 1 | EA | AUTO |  |  |  | service=SA ¦ printed_size=18x10 in ¦ review=Straight duct has no confirmed centerline length or coordinates. / Emitted as review-only NOTE row because PDF text does not prove the full 3D DATA contract. ¦ airflow=6000 CFM ¦ TOD=153'-6" | Lay out.pdf page 3, line 581 | 0.82 | HOLD | NEEDS_GEOMETRY_REVIEW | Straight duct has no confirmed centerline length or coordinates.; Emitted as review-only NOTE row because PDF text does not prove the full 3D DATA contract.
NOTE | 2200 | PDF-P03 |  | SA |  |  | AI0220 |  |  |  |  | STRAIGHT | STRAIGHT_RECT |  | RECT | [5 empty] | CUSTOM | [18 empty] | 26 | 18 |  |  |  | 26 | 18 |  | 26 | 18 |  |  |  |  | NONE | [17 empty] | INLET |  | OUTLET | [13 empty] | AI-0220 | Straight Duct | Straight Duct | 1 | EA | AUTO |  |  |  | service=SA ¦ printed_size=26x18 in ¦ review=Straight duct has no confirmed centerline length or coordinates. / Emitted as review-only NOTE row because PDF text does not prove the full 3D DATA contract. ¦ airflow=6000 CFM ¦ TOD=153'-6" | Lay out.pdf page 3, line 583 | 0.82 | HOLD | NEEDS_GEOMETRY_REVIEW | Straight duct has no confirmed centerline length or coordinates.; Emitted as review-only NOTE row because PDF text does not prove the full 3D DATA contract.
NOTE | 2210 | PDF-P03 |  |  |  |  | AI0221 |  |  |  |  | STRAIGHT | STRAIGHT_UNKNOWN | [7 empty] | CUSTOM | [32 empty] | NONE | [17 empty] | INLET |  | OUTLET | [13 empty] | AI-0221 | Straight Duct | Straight Duct | 1 | EA | AUTO |  |  |  | review=Detected straight duct marker without a nearby duct size. / Missing confirmed duct dimensions. / Straight duct has no confirmed centerline length or coordinates. / Emitted as review-only NOTE row because PDF text does not prove the full 3D DATA contract. | Lay out.pdf page 3, line 594 | 0.32 | HOLD | NEEDS_GEOMETRY_REVIEW | Detected straight duct marker without a nearby duct size.; Missing confirmed duct dimensions.; Straight duct has no confirmed centerline length or coordinates.; Emitted as review-only NOTE row because PDF text does not prove the full 3D DATA contract.
NOTE | 2220 | PDF-P03 |  |  |  |  | AI0222 |  |  |  |  | STRAIGHT | STRAIGHT_UNKNOWN | [7 empty] | CUSTOM | [32 empty] | NONE | [17 empty] | INLET |  | OUTLET | [13 empty] | AI-0222 | Straight Duct | Straight Duct | 1 | EA | AUTO |  |  |  | review=Detected straight duct marker without a nearby duct size. / Missing confirmed duct dimensions. / Straight duct has no confirmed centerline length or coordinates. / Emitted as review-only NOTE row because PDF text does not prove the full 3D DATA contract. | Lay out.pdf page 3, line 595 | 0.32 | HOLD | NEEDS_GEOMETRY_REVIEW | Detected straight duct marker without a nearby duct size.; Missing confirmed duct dimensions.; Straight duct has no confirmed centerline length or coordinates.; Emitted as review-only NOTE row because PDF text does not prove the full 3D DATA contract.
NOTE | 2230 | PDF-P03 |  | SA |  |  | AI0223 |  |  |  |  | STRAIGHT | STRAIGHT_RECT |  | RECT | [5 empty] | CUSTOM | [16 empty] | 15 | 15 | 18 | 14 |  |  |  | 18 | 14 |  | 18 | 14 |  |  |  |  | NONE | [17 empty] | INLET |  | OUTLET | [13 empty] | AI-0223 | Straight Duct | Straight Duct | 1 | EA | AUTO |  |  |  | service=SA ¦ printed_size=18x14 in ¦ review=Straight length was associated from nearby PDF text context; verify grouping. / Emitted as review-only NOTE row because PDF text does not prove the full 3D DATA contract. ¦ TOD=153'-10" | Lay out.pdf page 3, line 598 | 0.82 | HOLD | NEEDS_GEOMETRY_REVIEW | Straight length was associated from nearby PDF text context; verify grouping.; Emitted as review-only NOTE row because PDF text does not prove the full 3D DATA contract.
NOTE | 2240 | PDF-P03 |  |  |  |  | AI0224 |  |  |  |  | STRAIGHT | STRAIGHT_UNKNOWN | [7 empty] | CUSTOM | [32 empty] | NONE | [17 empty] | INLET |  | OUTLET | [13 empty] | AI-0224 | Straight Duct | Straight Duct | 1 | EA | AUTO |  |  |  | review=Detected straight duct marker without a nearby duct size. / Missing confirmed duct dimensions. / Straight duct has no confirmed centerline length or coordinates. / Emitted as review-only NOTE row because PDF text does not prove the full 3D DATA contract. | Lay out.pdf page 3, line 601 | 0.32 | HOLD | NEEDS_GEOMETRY_REVIEW | Detected straight duct marker without a nearby duct size.; Missing confirmed duct dimensions.; Straight duct has no confirmed centerline length or coordinates.; Emitted as review-only NOTE row because PDF text does not prove the full 3D DATA contract.
NOTE | 2250 | PDF-P03 |  | EA |  |  | AI0225 |  |  |  |  | STRAIGHT | STRAIGHT_RECT |  | RECT | [5 empty] | CUSTOM | [16 empty] | 7 | 7 | 10 | 6 |  |  |  | 10 | 6 |  | 10 | 6 |  |  |  |  | NONE | [17 empty] | INLET |  | OUTLET | [13 empty] | AI-0225 | Straight Duct | Straight Duct | 1 | EA | AUTO |  |  |  | service=EA ¦ printed_size=10x6 in ¦ review=Straight length was associated from nearby PDF text context; verify grouping. / Emitted as review-only NOTE row because PDF text does not prove the full 3D DATA contract. ¦ TOD=153'-10" | Lay out.pdf page 3, line 602 | 0.82 | HOLD | NEEDS_GEOMETRY_REVIEW | Straight length was associated from nearby PDF text context; verify grouping.; Emitted as review-only NOTE row because PDF text does not prove the full 3D DATA contract.
NOTE | 2260 | PDF-P03 |  | EA |  |  | AI0226 |  |  |  |  | STRAIGHT | STRAIGHT_RECT |  | RECT | [5 empty] | CUSTOM | [18 empty] | 10 | 6 |  |  |  | 10 | 6 |  | 10 | 6 |  |  |  |  | NONE | [17 empty] | INLET |  | OUTLET | [13 empty] | AI-0226 | Straight Duct | Straight Duct | 1 | EA | AUTO |  |  |  | service=EA ¦ printed_size=10x6 in ¦ review=Straight duct has no confirmed centerline length or coordinates. / Emitted as review-only NOTE row because PDF text does not prove the full 3D DATA contract. ¦ airflow=100 CFM ¦ TOD=147'-3" | Lay out.pdf page 3, line 609 | 0.82 | HOLD | NEEDS_GEOMETRY_REVIEW | Straight duct has no confirmed centerline length or coordinates.; Emitted as review-only NOTE row because PDF text does not prove the full 3D DATA contract.
NOTE | 2270 | PDF-P03 |  | SA |  |  | AI0227 |  |  |  |  | STRAIGHT | STRAIGHT_RECT |  | RECT | [5 empty] | CUSTOM | [18 empty] | 20 | 24 |  |  |  | 20 | 24 |  | 20 | 24 |  |  |  |  | NONE | [17 empty] | INLET |  | OUTLET | [13 empty] | AI-0227 | Straight Duct | Straight Duct | 1 | EA | AUTO |  |  |  | service=SA ¦ printed_size=20x24 in ¦ review=Straight duct has no confirmed centerline length or coordinates. / Emitted as review-only NOTE row because PDF text does not prove the full 3D DATA contract. ¦ airflow=5700 CFM | Lay out.pdf page 3, line 620 | 0.77 | HOLD | NEEDS_GEOMETRY_REVIEW | Straight duct has no confirmed centerline length or coordinates.; Emitted as review-only NOTE row because PDF text does not prove the full 3D DATA contract.
NOTE | 2280 | PDF-P03 |  | SA |  |  | AI0228 |  |  |  |  | STRAIGHT | STRAIGHT_RECT |  | RECT | [5 empty] | CUSTOM | [18 empty] | 16 | 10 |  |  |  | 16 | 10 |  | 16 | 10 |  |  |  |  | NONE | [17 empty] | INLET |  | OUTLET | [13 empty] | AI-0228 | Straight Duct | Straight Duct | 1 | EA | AUTO |  |  |  | service=SA ¦ printed_size=16x10 in ¦ review=Straight duct has no confirmed centerline length or coordinates. / Emitted as review-only NOTE row because PDF text does not prove the full 3D DATA contract. ¦ TOD=155'-3" | Lay out.pdf page 3, line 626 | 0.77 | HOLD | NEEDS_GEOMETRY_REVIEW | Straight duct has no confirmed centerline length or coordinates.; Emitted as review-only NOTE row because PDF text does not prove the full 3D DATA contract.
NOTE | 2290 | PDF-P03 |  | SR |  |  | AI0229 |  |  |  |  | STRAIGHT | STRAIGHT_RECT |  | RECT | [5 empty] | CUSTOM | [18 empty] | 14 | 8 |  |  |  | 14 | 8 |  | 14 | 8 |  |  |  |  | NONE | [17 empty] | INLET |  | OUTLET | [13 empty] | AI-0229 | Straight Duct | Straight Duct | 1 | EA | AUTO |  |  |  | service=SR ¦ printed_size=14x8 in ¦ review=Straight duct has no confirmed centerline length or coordinates. / Emitted as review-only NOTE row because PDF text does not prove the full 3D DATA contract. ¦ airflow=500 CFM | Lay out.pdf page 3, line 632 | 0.77 | HOLD | NEEDS_GEOMETRY_REVIEW | Straight duct has no confirmed centerline length or coordinates.; Emitted as review-only NOTE row because PDF text does not prove the full 3D DATA contract.
NOTE | 2300 | PDF-P03 |  | SA |  |  | AI0230 |  |  |  |  | STRAIGHT | STRAIGHT_RECT |  | RECT | [5 empty] | CUSTOM | [18 empty] | 14 | 8 |  |  |  | 14 | 8 |  | 14 | 8 |  |  |  |  | NONE | [17 empty] | INLET |  | OUTLET | [13 empty] | AI-0230 | Straight Duct | Straight Duct | 1 | EA | AUTO |  |  |  | service=SA ¦ printed_size=14x8 in ¦ review=Straight duct has no confirmed centerline length or coordinates. / Emitted as review-only NOTE row because PDF text does not prove the full 3D DATA contract. ¦ airflow=500 CFM ¦ TOD=151'-4" | Lay out.pdf page 3, line 636 | 0.82 | HOLD | NEEDS_GEOMETRY_REVIEW | Straight duct has no confirmed centerline length or coordinates.; Emitted as review-only NOTE row because PDF text does not prove the full 3D DATA contract.
NOTE | 2310 | PDF-P03 |  | SA |  |  | AI0231 |  |  |  |  | STRAIGHT | STRAIGHT_RECT |  | RECT | [5 empty] | CUSTOM | [18 empty] | 14 | 8 |  |  |  | 14 | 8 |  | 14 | 8 |  |  |  |  | NONE | [17 empty] | INLET |  | OUTLET | [13 empty] | AI-0231 | Straight Duct | Straight Duct | 1 | EA | AUTO |  |  |  | service=SA ¦ printed_size=14x8 in ¦ review=Straight duct has no confirmed centerline length or coordinates. / Emitted as review-only NOTE row because PDF text does not prove the full 3D DATA contract. ¦ TOD=151'-4" | Lay out.pdf page 3, line 638 | 0.77 | HOLD | NEEDS_GEOMETRY_REVIEW | Straight duct has no confirmed centerline length or coordinates.; Emitted as review-only NOTE row because PDF text does not prove the full 3D DATA contract.
NOTE | 2320 | PDF-P03 |  | SA |  |  | AI0232 |  |  |  |  | FITTING | ELBOW_RECT |  | RECT | [5 empty] | CUSTOM | [18 empty] | 14 | 8 |  |  |  | 14 | 8 |  | 14 | 8 |  |  |  |  | ELBOW | [17 empty] | INLET |  | OUTLET | [13 empty] | AI-0232 | Elbow Duct Fitting | Elbow Duct Fitting | 1 | EA | AUTO |  |  |  | service=SA ¦ printed_size=14x8 in ¦ review=Fitting token was associated from nearby PDF text context; verify grouping. / Emitted as review-only NOTE row because PDF text does not prove the full 3D DATA contract. ¦ TOD=151'-4" | Lay out.pdf page 3, line 640 | 0.8 | HOLD | NEEDS_GEOMETRY_REVIEW | Fitting token was associated from nearby PDF text context; verify grouping.; Emitted as review-only NOTE row because PDF text does not prove the full 3D DATA contract.
NOTE | 2330 | PDF-P03 |  |  |  |  | AI0233 |  |  |  |  | FITTING | ELBOW_UNKNOWN | [7 empty] | CUSTOM | [32 empty] | ELBOW | [17 empty] | INLET |  | OUTLET | [13 empty] | AI-0233 | Elbow Duct Fitting | Elbow Duct Fitting | 1 | EA | AUTO |  |  |  | review=Detected fitting text without a nearby duct size. / Missing confirmed duct dimensions. / Emitted as review-only NOTE row because PDF text does not prove the full 3D DATA contract. | Lay out.pdf page 3, line 643 | 0.35 | HOLD | NEEDS_GEOMETRY_REVIEW | Detected fitting text without a nearby duct size.; Missing confirmed duct dimensions.; Emitted as review-only NOTE row because PDF text does not prove the full 3D DATA contract.
NOTE | 2340 | PDF-P03 |  | SA |  |  | AI0234 |  |  |  |  | FITTING | ELBOW_RECT |  | RECT | [5 empty] | CUSTOM | [18 empty] | 18 | 16 |  |  |  | 18 | 16 |  | 18 | 16 |  |  |  |  | ELBOW | [17 empty] | INLET |  | OUTLET | [13 empty] | AI-0234 | Elbow Duct Fitting | Elbow Duct Fitting | 1 | EA | AUTO |  |  |  | service=SA ¦ printed_size=18x16 in ¦ review=Fitting token was associated from nearby PDF text context; verify grouping. / Emitted as review-only NOTE row because PDF text does not prove the full 3D DATA contract. ¦ TOD=151'-4" | Lay out.pdf page 3, line 644 | 0.8 | HOLD | NEEDS_GEOMETRY_REVIEW | Fitting token was associated from nearby PDF text context; verify grouping.; Emitted as review-only NOTE row because PDF text does not prove the full 3D DATA contract.
NOTE | 2350 | PDF-P03 |  |  |  |  | AI0235 |  |  |  |  | FITTING | ELBOW_UNKNOWN | [7 empty] | CUSTOM | [32 empty] | ELBOW | [17 empty] | INLET |  | OUTLET | [13 empty] | AI-0235 | Elbow Duct Fitting | Elbow Duct Fitting | 1 | EA | AUTO |  |  |  | review=Detected fitting text without a nearby duct size. / Missing confirmed duct dimensions. / Emitted as review-only NOTE row because PDF text does not prove the full 3D DATA contract. | Lay out.pdf page 3, line 652 | 0.35 | HOLD | NEEDS_GEOMETRY_REVIEW | Detected fitting text without a nearby duct size.; Missing confirmed duct dimensions.; Emitted as review-only NOTE row because PDF text does not prove the full 3D DATA contract.
NOTE | 2360 | PDF-P03 |  | SA |  |  | AI0236 |  |  |  |  | FITTING | ELBOW_RECT |  | RECT | [5 empty] | CUSTOM | [18 empty] | 10 | 14 |  |  |  | 10 | 14 |  | 10 | 14 |  |  |  |  | ELBOW | [17 empty] | INLET |  | OUTLET | [13 empty] | AI-0236 | Elbow Duct Fitting | Elbow Duct Fitting | 1 | EA | AUTO |  |  |  | service=SA ¦ printed_size=10x14 in ¦ review=Fitting token was associated from nearby PDF text context; verify grouping. / Emitted as review-only NOTE row because PDF text does not prove the full 3D DATA contract. ¦ TOD=153'-2" | Lay out.pdf page 3, line 653 | 0.8 | HOLD | NEEDS_GEOMETRY_REVIEW | Fitting token was associated from nearby PDF text context; verify grouping.; Emitted as review-only NOTE row because PDF text does not prove the full 3D DATA contract.
NOTE | 2370 | PDF-P03 |  | SA |  |  | AI0237 |  |  |  |  | FITTING | ELBOW_RECT |  | RECT | [5 empty] | CUSTOM | [18 empty] | 10 | 18 |  |  |  | 10 | 18 |  | 10 | 18 |  |  |  |  | ELBOW | [17 empty] | INLET |  | OUTLET | [13 empty] | AI-0237 | Elbow Duct Fitting | Elbow Duct Fitting | 1 | EA | AUTO |  |  |  | service=SA ¦ printed_size=10x18 in ¦ review=Fitting token was associated from nearby PDF text context; verify grouping. / Emitted as review-only NOTE row because PDF text does not prove the full 3D DATA contract. ¦ TOD=153'-2" | Lay out.pdf page 3, line 655 | 0.8 | HOLD | NEEDS_GEOMETRY_REVIEW | Fitting token was associated from nearby PDF text context; verify grouping.; Emitted as review-only NOTE row because PDF text does not prove the full 3D DATA contract.
NOTE | 2380 | PDF-P03 |  | SA |  |  | AI0238 |  |  |  |  | STRAIGHT | STRAIGHT_RECT |  | RECT | [5 empty] | CUSTOM | [18 empty] | 14 | 16 |  |  |  | 14 | 16 |  | 14 | 16 |  |  |  |  | NONE | [17 empty] | INLET |  | OUTLET | [13 empty] | AI-0238 | Straight Duct | Straight Duct | 1 | EA | AUTO |  |  |  | service=SA ¦ printed_size=14x16 in ¦ review=Straight duct has no confirmed centerline length or coordinates. / Emitted as review-only NOTE row because PDF text does not prove the full 3D DATA contract. ¦ TOD=153'-2" | Lay out.pdf page 3, line 657 | 0.77 | HOLD | NEEDS_GEOMETRY_REVIEW | Straight duct has no confirmed centerline length or coordinates.; Emitted as review-only NOTE row because PDF text does not prove the full 3D DATA contract.
NOTE | 2390 | PDF-P03 |  |  |  |  | AI0239 |  |  |  |  | STRAIGHT | STRAIGHT_UNKNOWN | [7 empty] | CUSTOM | [32 empty] | NONE | [17 empty] | INLET |  | OUTLET | [13 empty] | AI-0239 | Straight Duct | Straight Duct | 1 | EA | AUTO |  |  |  | review=Detected straight duct marker without a nearby duct size. / Missing confirmed duct dimensions. / Straight duct has no confirmed centerline length or coordinates. / Emitted as review-only NOTE row because PDF text does not prove the full 3D DATA contract. | Lay out.pdf page 3, line 662 | 0.32 | HOLD | NEEDS_GEOMETRY_REVIEW | Detected straight duct marker without a nearby duct size.; Missing confirmed duct dimensions.; Straight duct has no confirmed centerline length or coordinates.; Emitted as review-only NOTE row because PDF text does not prove the full 3D DATA contract.
NOTE | 2400 | PDF-P03 |  |  |  |  | AI0240 |  |  |  |  | STRAIGHT | STRAIGHT_UNKNOWN | [7 empty] | CUSTOM | [32 empty] | NONE | [17 empty] | INLET |  | OUTLET | [13 empty] | AI-0240 | Straight Duct | Straight Duct | 1 | EA | AUTO |  |  |  | review=Detected straight duct marker without a nearby duct size. / Missing confirmed duct dimensions. / Straight duct has no confirmed centerline length or coordinates. / Emitted as review-only NOTE row because PDF text does not prove the full 3D DATA contract. | Lay out.pdf page 3, line 665 | 0.32 | HOLD | NEEDS_GEOMETRY_REVIEW | Detected straight duct marker without a nearby duct size.; Missing confirmed duct dimensions.; Straight duct has no confirmed centerline length or coordinates.; Emitted as review-only NOTE row because PDF text does not prove the full 3D DATA contract.
NOTE | 2410 | PDF-P03 |  | SR |  |  | AI0241 |  |  |  |  | STRAIGHT | STRAIGHT_RECT |  | RECT | [5 empty] | CUSTOM | [18 empty] | 22 | 12 |  |  |  | 22 | 12 |  | 22 | 12 |  |  |  |  | NONE | [17 empty] | INLET |  | OUTLET | [13 empty] | AI-0241 | Straight Duct | Straight Duct | 1 | EA | AUTO |  |  |  | service=SR ¦ printed_size=22x12 in ¦ review=Straight duct has no confirmed centerline length or coordinates. / Emitted as review-only NOTE row because PDF text does not prove the full 3D DATA contract. ¦ airflow=1000 CFM | Lay out.pdf page 3, line 668 | 0.77 | HOLD | NEEDS_GEOMETRY_REVIEW | Straight duct has no confirmed centerline length or coordinates.; Emitted as review-only NOTE row because PDF text does not prove the full 3D DATA contract.
NOTE | 2420 | PDF-P03 |  |  |  |  | AI0242 |  |  |  |  | FITTING | ELBOW_UNKNOWN | [7 empty] | CUSTOM | [32 empty] | ELBOW | [17 empty] | INLET |  | OUTLET | [13 empty] | AI-0242 | Elbow Duct Fitting | Elbow Duct Fitting | 1 | EA | AUTO |  |  |  | review=Detected fitting text without a nearby duct size. / Missing confirmed duct dimensions. / Emitted as review-only NOTE row because PDF text does not prove the full 3D DATA contract. | Lay out.pdf page 3, line 671 | 0.35 | HOLD | NEEDS_GEOMETRY_REVIEW | Detected fitting text without a nearby duct size.; Missing confirmed duct dimensions.; Emitted as review-only NOTE row because PDF text does not prove the full 3D DATA contract.
NOTE | 2430 | PDF-P03 |  | SR |  |  | AI0243 |  |  |  |  | STRAIGHT | STRAIGHT_RECT |  | RECT | [5 empty] | CUSTOM | [18 empty] | 10 | 14 |  |  |  | 10 | 14 |  | 10 | 14 |  |  |  |  | NONE | [17 empty] | INLET |  | OUTLET | [13 empty] | AI-0243 | Straight Duct | Straight Duct | 1 | EA | AUTO |  |  |  | service=SR ¦ printed_size=10x14 in ¦ review=Straight duct has no confirmed centerline length or coordinates. / Emitted as review-only NOTE row because PDF text does not prove the full 3D DATA contract. ¦ airflow=500 CFM | Lay out.pdf page 3, line 677 | 0.77 | HOLD | NEEDS_GEOMETRY_REVIEW | Straight duct has no confirmed centerline length or coordinates.; Emitted as review-only NOTE row because PDF text does not prove the full 3D DATA contract.
NOTE | 2440 | PDF-P03 |  | SR |  |  | AI0244 |  |  |  |  | STRAIGHT | STRAIGHT_RECT |  | RECT | [5 empty] | CUSTOM | [16 empty] | 12 | 12 | 12 | 22 |  |  |  | 12 | 22 |  | 12 | 22 |  |  |  |  | NONE | [17 empty] | INLET |  | OUTLET | [13 empty] | AI-0244 | Straight Duct | Straight Duct | 1 | EA | AUTO |  |  |  | service=SR ¦ printed_size=12x22 in ¦ review=Straight length was associated from nearby PDF text context; verify grouping. / Emitted as review-only NOTE row because PDF text does not prove the full 3D DATA contract. ¦ airflow=500 CFM | Lay out.pdf page 3, line 681 | 0.82 | HOLD | NEEDS_GEOMETRY_REVIEW | Straight length was associated from nearby PDF text context; verify grouping.; Emitted as review-only NOTE row because PDF text does not prove the full 3D DATA contract.
NOTE | 2450 | PDF-P03 |  |  |  |  | AI0245 |  |  |  |  | STRAIGHT | STRAIGHT_UNKNOWN | [7 empty] | CUSTOM | [32 empty] | NONE | [17 empty] | INLET |  | OUTLET | [13 empty] | AI-0245 | Straight Duct | Straight Duct | 1 | EA | AUTO |  |  |  | review=Detected straight duct marker without a nearby duct size. / Missing confirmed duct dimensions. / Straight duct has no confirmed centerline length or coordinates. / Emitted as review-only NOTE row because PDF text does not prove the full 3D DATA contract. | Lay out.pdf page 3, line 683 | 0.32 | HOLD | NEEDS_GEOMETRY_REVIEW | Detected straight duct marker without a nearby duct size.; Missing confirmed duct dimensions.; Straight duct has no confirmed centerline length or coordinates.; Emitted as review-only NOTE row because PDF text does not prove the full 3D DATA contract.
NOTE | 2460 | PDF-P03 |  |  |  |  | AI0246 |  |  |  |  | FITTING | ELBOW_UNKNOWN | [7 empty] | CUSTOM | [32 empty] | ELBOW | [17 empty] | INLET |  | OUTLET | [13 empty] | AI-0246 | Elbow Duct Fitting | Elbow Duct Fitting | 1 | EA | AUTO |  |  |  | review=Detected fitting text without a nearby duct size. / Missing confirmed duct dimensions. / Emitted as review-only NOTE row because PDF text does not prove the full 3D DATA contract. | Lay out.pdf page 3, line 688 | 0.35 | HOLD | NEEDS_GEOMETRY_REVIEW | Detected fitting text without a nearby duct size.; Missing confirmed duct dimensions.; Emitted as review-only NOTE row because PDF text does not prove the full 3D DATA contract.
NOTE | 2470 | PDF-P03 |  | SR |  |  | AI0247 |  |  |  |  | STRAIGHT | STRAIGHT_RECT |  | RECT | [5 empty] | CUSTOM | [18 empty] | 6 | 12 |  |  |  | 6 | 12 |  | 6 | 12 |  |  |  |  | NONE | [17 empty] | INLET |  | OUTLET | [13 empty] | AI-0247 | Straight Duct | Straight Duct | 1 | EA | AUTO |  |  |  | service=SR ¦ printed_size=6x12 in ¦ review=Straight duct has no confirmed centerline length or coordinates. / Emitted as review-only NOTE row because PDF text does not prove the full 3D DATA contract. ¦ airflow=500 CFM ¦ TOD=148'-6" | Lay out.pdf page 3, line 691 | 0.82 | HOLD | NEEDS_GEOMETRY_REVIEW | Straight duct has no confirmed centerline length or coordinates.; Emitted as review-only NOTE row because PDF text does not prove the full 3D DATA contract.
NOTE | 2480 | PDF-P03 |  | SA |  |  | AI0248 |  |  |  |  | STRAIGHT | STRAIGHT_RECT |  | RECT | [5 empty] | CUSTOM | [18 empty] | 6 | 12 |  |  |  | 6 | 12 |  | 6 | 12 |  |  |  |  | NONE | [17 empty] | INLET |  | OUTLET | [13 empty] | AI-0248 | Straight Duct | Straight Duct | 1 | EA | AUTO |  |  |  | service=SA ¦ printed_size=6x12 in ¦ review=Straight duct has no confirmed centerline length or coordinates. / Emitted as review-only NOTE row because PDF text does not prove the full 3D DATA contract. ¦ airflow=500 CFM ¦ TOD=148'-6" | Lay out.pdf page 3, line 693 | 0.82 | HOLD | NEEDS_GEOMETRY_REVIEW | Straight duct has no confirmed centerline length or coordinates.; Emitted as review-only NOTE row because PDF text does not prove the full 3D DATA contract.
NOTE | 2490 | PDF-P03 |  | SA |  |  | AI0249 |  |  |  |  | STRAIGHT | STRAIGHT_RECT |  | RECT | [5 empty] | CUSTOM | [18 empty] | 18 | 10 |  |  |  | 18 | 10 |  | 18 | 10 |  |  |  |  | NONE | [17 empty] | INLET |  | OUTLET | [13 empty] | AI-0249 | Straight Duct | Straight Duct | 1 | EA | AUTO |  |  |  | service=SA ¦ printed_size=18x10 in ¦ review=Straight duct has no confirmed centerline length or coordinates. / Emitted as review-only NOTE row because PDF text does not prove the full 3D DATA contract. ¦ airflow=500 CFM ¦ TOD=148'-6" | Lay out.pdf page 3, line 695 | 0.82 | HOLD | NEEDS_GEOMETRY_REVIEW | Straight duct has no confirmed centerline length or coordinates.; Emitted as review-only NOTE row because PDF text does not prove the full 3D DATA contract.
NOTE | 2500 | PDF-P03 |  | SR |  |  | AI0250 |  |  |  |  | STRAIGHT | STRAIGHT_RECT |  | RECT | [5 empty] | CUSTOM | [18 empty] | 10 | 14 |  |  |  | 10 | 14 |  | 10 | 14 |  |  |  |  | NONE | [17 empty] | INLET |  | OUTLET | [13 empty] | AI-0250 | Straight Duct | Straight Duct | 1 | EA | AUTO |  |  |  | service=SR ¦ printed_size=10x14 in ¦ review=Straight duct has no confirmed centerline length or coordinates. / Emitted as review-only NOTE row because PDF text does not prove the full 3D DATA contract. | Lay out.pdf page 3, line 703 | 0.72 | HOLD | NEEDS_GEOMETRY_REVIEW | Straight duct has no confirmed centerline length or coordinates.; Emitted as review-only NOTE row because PDF text does not prove the full 3D DATA contract.
NOTE | 2510 | PDF-P03 |  | SR |  |  | AI0251 |  |  |  |  | STRAIGHT | STRAIGHT_RECT |  | RECT | [5 empty] | CUSTOM | [18 empty] | 10 | 14 |  |  |  | 10 | 14 |  | 10 | 14 |  |  |  |  | NONE | [17 empty] | INLET |  | OUTLET | [13 empty] | AI-0251 | Straight Duct | Straight Duct | 1 | EA | AUTO |  |  |  | service=SR ¦ printed_size=10x14 in ¦ review=Straight duct has no confirmed centerline length or coordinates. / Emitted as review-only NOTE row because PDF text does not prove the full 3D DATA contract. ¦ airflow=500 CFM | Lay out.pdf page 3, line 720 | 0.77 | HOLD | NEEDS_GEOMETRY_REVIEW | Straight duct has no confirmed centerline length or coordinates.; Emitted as review-only NOTE row because PDF text does not prove the full 3D DATA contract.
NOTE | 2520 | PDF-P03 |  | SR |  |  | AI0252 |  |  |  |  | STRAIGHT | STRAIGHT_RECT |  | RECT | [5 empty] | CUSTOM | [18 empty] | 8 | 8 |  |  |  | 8 | 8 |  | 8 | 8 |  |  |  |  | NONE | [17 empty] | INLET |  | OUTLET | [13 empty] | AI-0252 | Straight Duct | Straight Duct | 1 | EA | AUTO |  |  |  | service=SR ¦ printed_size=8x8 in ¦ review=Straight duct has no confirmed centerline length or coordinates. / Emitted as review-only NOTE row because PDF text does not prove the full 3D DATA contract. ¦ airflow=500 CFM | Lay out.pdf page 3, line 724 | 0.77 | HOLD | NEEDS_GEOMETRY_REVIEW | Straight duct has no confirmed centerline length or coordinates.; Emitted as review-only NOTE row because PDF text does not prove the full 3D DATA contract.
NOTE | 2530 | PDF-P03 |  | SA |  |  | AI0253 |  |  |  |  | STRAIGHT | STRAIGHT_RECT |  | RECT | [5 empty] | CUSTOM | [18 empty] | 18 | 10 |  |  |  | 18 | 10 |  | 18 | 10 |  |  |  |  | NONE | [17 empty] | INLET |  | OUTLET | [13 empty] | AI-0253 | Straight Duct | Straight Duct | 1 | EA | AUTO |  |  |  | service=SA ¦ printed_size=18x10 in ¦ review=Straight duct has no confirmed centerline length or coordinates. / Emitted as review-only NOTE row because PDF text does not prove the full 3D DATA contract. ¦ TOD=153'-6" | Lay out.pdf page 3, line 729 | 0.77 | HOLD | NEEDS_GEOMETRY_REVIEW | Straight duct has no confirmed centerline length or coordinates.; Emitted as review-only NOTE row because PDF text does not prove the full 3D DATA contract.
NOTE | 2540 | PDF-P03 |  |  |  |  | AI0254 |  |  |  |  | STRAIGHT | STRAIGHT_UNKNOWN | [7 empty] | CUSTOM | [32 empty] | NONE | [17 empty] | INLET |  | OUTLET | [13 empty] | AI-0254 | Straight Duct | Straight Duct | 1 | EA | AUTO |  |  |  | review=Detected straight duct marker without a nearby duct size. / Missing confirmed duct dimensions. / Straight duct has no confirmed centerline length or coordinates. / Emitted as review-only NOTE row because PDF text does not prove the full 3D DATA contract. | Lay out.pdf page 3, line 734 | 0.32 | HOLD | NEEDS_GEOMETRY_REVIEW | Detected straight duct marker without a nearby duct size.; Missing confirmed duct dimensions.; Straight duct has no confirmed centerline length or coordinates.; Emitted as review-only NOTE row because PDF text does not prove the full 3D DATA contract.
NOTE | 2550 | PDF-P03 |  | SA |  |  | AI0255 |  |  |  |  | STRAIGHT | STRAIGHT_RECT |  | RECT | [5 empty] | CUSTOM | [18 empty] | 14 | 16 |  |  |  | 14 | 16 |  | 14 | 16 |  |  |  |  | NONE | [17 empty] | INLET |  | OUTLET | [13 empty] | AI-0255 | Straight Duct | Straight Duct | 1 | EA | AUTO |  |  |  | service=SA ¦ printed_size=14x16 in ¦ review=Straight duct has no confirmed centerline length or coordinates. / Emitted as review-only NOTE row because PDF text does not prove the full 3D DATA contract. ¦ TOD=153'-0" | Lay out.pdf page 3, line 735 | 0.77 | HOLD | NEEDS_GEOMETRY_REVIEW | Straight duct has no confirmed centerline length or coordinates.; Emitted as review-only NOTE row because PDF text does not prove the full 3D DATA contract.
NOTE | 2560 | PDF-P03 |  |  |  |  | AI0256 |  |  |  |  | FITTING | ELBOW_UNKNOWN | [7 empty] | CUSTOM | [32 empty] | ELBOW | [17 empty] | INLET |  | OUTLET | [13 empty] | AI-0256 | Elbow Duct Fitting | Elbow Duct Fitting | 1 | EA | AUTO |  |  |  | review=Detected fitting text without a nearby duct size. / Missing confirmed duct dimensions. / Emitted as review-only NOTE row because PDF text does not prove the full 3D DATA contract. | Lay out.pdf page 3, line 738 | 0.35 | HOLD | NEEDS_GEOMETRY_REVIEW | Detected fitting text without a nearby duct size.; Missing confirmed duct dimensions.; Emitted as review-only NOTE row because PDF text does not prove the full 3D DATA contract.
NOTE | 2570 | PDF-P03 |  | SA |  |  | AI0257 |  |  |  |  | FITTING | ELBOW_RECT |  | RECT | [5 empty] | CUSTOM | [18 empty] | 8 | 8 |  |  |  | 8 | 8 |  | 8 | 8 |  |  |  |  | ELBOW | [17 empty] | INLET |  | OUTLET | [13 empty] | AI-0257 | Elbow Duct Fitting | Elbow Duct Fitting | 1 | EA | AUTO |  |  |  | service=SA ¦ printed_size=8x8 in ¦ review=Fitting token was associated from nearby PDF text context; verify grouping. / Emitted as review-only NOTE row because PDF text does not prove the full 3D DATA contract. ¦ TOD=153'-0" | Lay out.pdf page 3, line 739 | 0.8 | HOLD | NEEDS_GEOMETRY_REVIEW | Fitting token was associated from nearby PDF text context; verify grouping.; Emitted as review-only NOTE row because PDF text does not prove the full 3D DATA contract.
NOTE | 2580 | PDF-P03 |  | SA |  |  | AI0258 |  |  |  |  | FITTING | ELBOW_RECT |  | RECT | [5 empty] | CUSTOM | [18 empty] | 22 | 12 |  |  |  | 22 | 12 |  | 22 | 12 |  |  |  |  | ELBOW | [17 empty] | INLET |  | OUTLET | [13 empty] | AI-0258 | Elbow Duct Fitting | Elbow Duct Fitting | 1 | EA | AUTO |  |  |  | service=SA ¦ printed_size=22x12 in ¦ review=Fitting token was associated from nearby PDF text context; verify grouping. / Emitted as review-only NOTE row because PDF text does not prove the full 3D DATA contract. ¦ TOD=152'-8" | Lay out.pdf page 3, line 741 | 0.8 | HOLD | NEEDS_GEOMETRY_REVIEW | Fitting token was associated from nearby PDF text context; verify grouping.; Emitted as review-only NOTE row because PDF text does not prove the full 3D DATA contract.
NOTE | 2590 | PDF-P03 |  | SR |  |  | AI0259 |  |  |  |  | FITTING | ELBOW_RECT |  | RECT | [5 empty] | CUSTOM | [18 empty] | 8 | 8 |  |  |  | 8 | 8 |  | 8 | 8 |  |  |  |  | ELBOW | [17 empty] | INLET |  | OUTLET | [13 empty] | AI-0259 | Elbow Duct Fitting | Elbow Duct Fitting | 1 | EA | AUTO |  |  |  | service=SR ¦ printed_size=8x8 in ¦ review=Fitting token was associated from nearby PDF text context; verify grouping. / Emitted as review-only NOTE row because PDF text does not prove the full 3D DATA contract. ¦ airflow=500 CFM | Lay out.pdf page 3, line 748 | 0.8 | HOLD | NEEDS_GEOMETRY_REVIEW | Fitting token was associated from nearby PDF text context; verify grouping.; Emitted as review-only NOTE row because PDF text does not prove the full 3D DATA contract.
NOTE | 2600 | PDF-P03 |  |  |  |  | AI0260 |  |  |  |  | FITTING | ELBOW_UNKNOWN | [7 empty] | CUSTOM | [32 empty] | ELBOW | [17 empty] | INLET |  | OUTLET | [13 empty] | AI-0260 | Elbow Duct Fitting | Elbow Duct Fitting | 1 | EA | AUTO |  |  |  | review=Detected fitting text without a nearby duct size. / Missing confirmed duct dimensions. / Emitted as review-only NOTE row because PDF text does not prove the full 3D DATA contract. | Lay out.pdf page 3, line 751 | 0.35 | HOLD | NEEDS_GEOMETRY_REVIEW | Detected fitting text without a nearby duct size.; Missing confirmed duct dimensions.; Emitted as review-only NOTE row because PDF text does not prove the full 3D DATA contract.
NOTE | 2610 | PDF-P03 |  |  |  |  | AI0261 |  |  |  |  | STRAIGHT | STRAIGHT_UNKNOWN | [7 empty] | CUSTOM | [32 empty] | NONE | [17 empty] | INLET |  | OUTLET | [13 empty] | AI-0261 | Straight Duct | Straight Duct | 1 | EA | AUTO |  |  |  | review=Detected straight duct marker without a nearby duct size. / Missing confirmed duct dimensions. / Straight duct has no confirmed centerline length or coordinates. / Emitted as review-only NOTE row because PDF text does not prove the full 3D DATA contract. | Lay out.pdf page 3, line 752 | 0.32 | HOLD | NEEDS_GEOMETRY_REVIEW | Detected straight duct marker without a nearby duct size.; Missing confirmed duct dimensions.; Straight duct has no confirmed centerline length or coordinates.; Emitted as review-only NOTE row because PDF text does not prove the full 3D DATA contract.
NOTE | 2620 | PDF-P03 |  | SR |  |  | AI0262 |  |  |  |  | STRAIGHT | STRAIGHT_RECT |  | RECT | [5 empty] | CUSTOM | [18 empty] | 16 | 10 |  |  |  | 16 | 10 |  | 16 | 10 |  |  |  |  | NONE | [17 empty] | INLET |  | OUTLET | [13 empty] | AI-0262 | Straight Duct | Straight Duct | 1 | EA | AUTO |  |  |  | service=SR ¦ printed_size=16x10 in ¦ review=Straight duct has no confirmed centerline length or coordinates. / Emitted as review-only NOTE row because PDF text does not prove the full 3D DATA contract. | Lay out.pdf page 3, line 756 | 0.72 | HOLD | NEEDS_GEOMETRY_REVIEW | Straight duct has no confirmed centerline length or coordinates.; Emitted as review-only NOTE row because PDF text does not prove the full 3D DATA contract.
NOTE | 2630 | PDF-P03 |  | SR |  |  | AI0263 |  |  |  |  | STRAIGHT | STRAIGHT_RECT |  | RECT | [5 empty] | CUSTOM | [18 empty] | 14 | 10 |  |  |  | 14 | 10 |  | 14 | 10 |  |  |  |  | NONE | [17 empty] | INLET |  | OUTLET | [13 empty] | AI-0263 | Straight Duct | Straight Duct | 1 | EA | AUTO |  |  |  | service=SR ¦ printed_size=14x10 in ¦ review=Straight duct has no confirmed centerline length or coordinates. / Emitted as review-only NOTE row because PDF text does not prove the full 3D DATA contract. ¦ airflow=750 CFM | Lay out.pdf page 3, line 760 | 0.77 | HOLD | NEEDS_GEOMETRY_REVIEW | Straight duct has no confirmed centerline length or coordinates.; Emitted as review-only NOTE row because PDF text does not prove the full 3D DATA contract.
NOTE | 2640 | PDF-P03 |  | SA |  |  | AI0264 |  |  |  |  | STRAIGHT | STRAIGHT_RECT |  | RECT | [5 empty] | CUSTOM | [18 empty] | 18 | 14 |  |  |  | 18 | 14 |  | 18 | 14 |  |  |  |  | NONE | [17 empty] | INLET |  | OUTLET | [13 empty] | AI-0264 | Straight Duct | Straight Duct | 1 | EA | AUTO |  |  |  | service=SA ¦ printed_size=18x14 in ¦ review=Straight duct has no confirmed centerline length or coordinates. / Emitted as review-only NOTE row because PDF text does not prove the full 3D DATA contract. ¦ airflow=750 CFM ¦ TOD=153'-4" | Lay out.pdf page 3, line 763 | 0.82 | HOLD | NEEDS_GEOMETRY_REVIEW | Straight duct has no confirmed centerline length or coordinates.; Emitted as review-only NOTE row because PDF text does not prove the full 3D DATA contract.
NOTE | 2650 | PDF-P03 |  | SR |  |  | AI0265 |  |  |  |  | STRAIGHT | STRAIGHT_RECT |  | RECT | [5 empty] | CUSTOM | [18 empty] | 14 | 10 |  |  |  | 14 | 10 |  | 14 | 10 |  |  |  |  | NONE | [17 empty] | INLET |  | OUTLET | [13 empty] | AI-0265 | Straight Duct | Straight Duct | 1 | EA | AUTO |  |  |  | service=SR ¦ printed_size=14x10 in ¦ review=Straight duct has no confirmed centerline length or coordinates. / Emitted as review-only NOTE row because PDF text does not prove the full 3D DATA contract. ¦ airflow=750 CFM ¦ TOD=153'-4" | Lay out.pdf page 3, line 765 | 0.82 | HOLD | NEEDS_GEOMETRY_REVIEW | Straight duct has no confirmed centerline length or coordinates.; Emitted as review-only NOTE row because PDF text does not prove the full 3D DATA contract.
NOTE | 2660 | PDF-P03 |  | SA |  |  | AI0266 |  |  |  |  | STRAIGHT | STRAIGHT_RECT |  | RECT | [5 empty] | CUSTOM | [18 empty] | 14 | 16 |  |  |  | 14 | 16 |  | 14 | 16 |  |  |  |  | NONE | [17 empty] | INLET |  | OUTLET | [13 empty] | AI-0266 | Straight Duct | Straight Duct | 1 | EA | AUTO |  |  |  | service=SA ¦ printed_size=14x16 in ¦ review=Straight duct has no confirmed centerline length or coordinates. / Emitted as review-only NOTE row because PDF text does not prove the full 3D DATA contract. ¦ airflow=750 CFM ¦ TOD=153'-4" | Lay out.pdf page 3, line 767 | 0.82 | HOLD | NEEDS_GEOMETRY_REVIEW | Straight duct has no confirmed centerline length or coordinates.; Emitted as review-only NOTE row because PDF text does not prove the full 3D DATA contract.
NOTE | 2670 | PDF-P03 |  | SR |  |  | AI0267 |  |  |  |  | STRAIGHT | STRAIGHT_RECT |  | RECT | [5 empty] | CUSTOM | [18 empty] | 16 | 10 |  |  |  | 16 | 10 |  | 16 | 10 |  |  |  |  | NONE | [17 empty] | INLET |  | OUTLET | [13 empty] | AI-0267 | Straight Duct | Straight Duct | 1 | EA | AUTO |  |  |  | service=SR ¦ printed_size=16x10 in ¦ review=Straight duct has no confirmed centerline length or coordinates. / Emitted as review-only NOTE row because PDF text does not prove the full 3D DATA contract. ¦ airflow=500 CFM | Lay out.pdf page 3, line 774 | 0.77 | HOLD | NEEDS_GEOMETRY_REVIEW | Straight duct has no confirmed centerline length or coordinates.; Emitted as review-only NOTE row because PDF text does not prove the full 3D DATA contract.
NOTE | 2680 | PDF-P03 |  | SA |  |  | AI0268 |  |  |  |  | STRAIGHT | STRAIGHT_RECT |  | RECT | [5 empty] | CUSTOM | [18 empty] | 24 | 14 |  |  |  | 24 | 14 |  | 24 | 14 |  |  |  |  | NONE | [17 empty] | INLET |  | OUTLET | [13 empty] | AI-0268 | Straight Duct | Straight Duct | 1 | EA | AUTO |  |  |  | service=SA ¦ printed_size=24x14 in ¦ review=Straight duct has no confirmed centerline length or coordinates. / Emitted as review-only NOTE row because PDF text does not prove the full 3D DATA contract. ¦ airflow=500 CFM ¦ TOD=154'-4" | Lay out.pdf page 3, line 777 | 0.82 | HOLD | NEEDS_GEOMETRY_REVIEW | Straight duct has no confirmed centerline length or coordinates.; Emitted as review-only NOTE row because PDF text does not prove the full 3D DATA contract.
NOTE | 2690 | PDF-P03 |  |  |  |  | AI0269 |  |  |  |  | FITTING | ELBOW_UNKNOWN | [7 empty] | CUSTOM | [32 empty] | ELBOW | [17 empty] | INLET |  | OUTLET | [13 empty] | AI-0269 | Elbow Duct Fitting | Elbow Duct Fitting | 1 | EA | AUTO |  |  |  | review=Detected fitting text without a nearby duct size. / Missing confirmed duct dimensions. / Emitted as review-only NOTE row because PDF text does not prove the full 3D DATA contract. | Lay out.pdf page 3, line 783 | 0.35 | HOLD | NEEDS_GEOMETRY_REVIEW | Detected fitting text without a nearby duct size.; Missing confirmed duct dimensions.; Emitted as review-only NOTE row because PDF text does not prove the full 3D DATA contract.
NOTE | 2700 | PDF-P03 |  | SR |  |  | AI0270 |  |  |  |  | FITTING | ELBOW_RECT |  | RECT | [5 empty] | CUSTOM | [18 empty] | 8 | 8 |  |  |  | 8 | 8 |  | 8 | 8 |  |  |  |  | ELBOW | [17 empty] | INLET |  | OUTLET | [13 empty] | AI-0270 | Elbow Duct Fitting | Elbow Duct Fitting | 1 | EA | AUTO |  |  |  | service=SR ¦ printed_size=8x8 in ¦ review=Fitting token was associated from nearby PDF text context; verify grouping. / Emitted as review-only NOTE row because PDF text does not prove the full 3D DATA contract. ¦ airflow=500 CFM | Lay out.pdf page 3, line 786 | 0.8 | HOLD | NEEDS_GEOMETRY_REVIEW | Fitting token was associated from nearby PDF text context; verify grouping.; Emitted as review-only NOTE row because PDF text does not prove the full 3D DATA contract.
NOTE | 2710 | PDF-P03 |  | SR |  |  | AI0271 |  |  |  |  | FITTING | ELBOW_RECT |  | RECT | [5 empty] | CUSTOM | [18 empty] | 18 | 14 |  |  |  | 18 | 14 |  | 18 | 14 |  |  |  |  | ELBOW | [17 empty] | INLET |  | OUTLET | [13 empty] | AI-0271 | Elbow Duct Fitting | Elbow Duct Fitting | 1 | EA | AUTO |  |  |  | service=SR ¦ printed_size=18x14 in ¦ review=Fitting token was associated from nearby PDF text context; verify grouping. / Emitted as review-only NOTE row because PDF text does not prove the full 3D DATA contract. ¦ airflow=1000 CFM | Lay out.pdf page 3, line 790 | 0.8 | HOLD | NEEDS_GEOMETRY_REVIEW | Fitting token was associated from nearby PDF text context; verify grouping.; Emitted as review-only NOTE row because PDF text does not prove the full 3D DATA contract.
NOTE | 2720 | PDF-P03 |  |  |  |  | AI0272 |  |  |  |  | FITTING | ELBOW_UNKNOWN | [7 empty] | CUSTOM | [32 empty] | ELBOW | [17 empty] | INLET |  | OUTLET | [13 empty] | AI-0272 | Elbow Duct Fitting | Elbow Duct Fitting | 1 | EA | AUTO |  |  |  | review=Detected fitting text without a nearby duct size. / Missing confirmed duct dimensions. / Emitted as review-only NOTE row because PDF text does not prove the full 3D DATA contract. | Lay out.pdf page 3, line 793 | 0.35 | HOLD | NEEDS_GEOMETRY_REVIEW | Detected fitting text without a nearby duct size.; Missing confirmed duct dimensions.; Emitted as review-only NOTE row because PDF text does not prove the full 3D DATA contract.
NOTE | 2730 | PDF-P05 |  | EA |  |  | AI0273 |  |  |  |  | STRAIGHT | STRAIGHT_RECT |  | RECT | [5 empty] | CUSTOM | [18 empty] | 12 | 10 |  |  |  | 12 | 10 |  | 12 | 10 |  |  |  |  | NONE | [17 empty] | INLET |  | OUTLET | [13 empty] | AI-0273 | Straight Duct | Straight Duct | 1 | EA | AUTO |  |  |  | service=EA ¦ printed_size=12x10 in ¦ review=Straight duct has no confirmed centerline length or coordinates. / Emitted as review-only NOTE row because PDF text does not prove the full 3D DATA contract. ¦ airflow=750 CFM ¦ TOD=169'-11" | Lay out.pdf page 5, line 120 | 0.82 | HOLD | NEEDS_GEOMETRY_REVIEW | Straight duct has no confirmed centerline length or coordinates.; Emitted as review-only NOTE row because PDF text does not prove the full 3D DATA contract.
NOTE | 2740 | PDF-P05 |  |  |  |  | AI0274 |  |  |  |  | FITTING | WYE_UNKNOWN | [7 empty] | CUSTOM | [32 empty] | WYE | [17 empty] | INLET |  | OUTLET | [13 empty] | AI-0274 | Wye Duct Fitting | Wye Duct Fitting | 1 | EA | AUTO |  |  |  | review=Detected fitting text without a nearby duct size. / Missing confirmed duct dimensions. / Branch fitting needs confirmed branch port geometry before DATA export. / Emitted as review-only NOTE row because PDF text does not prove the full 3D DATA contract. | Lay out.pdf page 5, line 180 | 0.35 | HOLD | NEEDS_GEOMETRY_REVIEW | Detected fitting text without a nearby duct size.; Missing confirmed duct dimensions.; Branch fitting needs confirmed branch port geometry before DATA export.; Emitted as review-only NOTE row because PDF text does not prove the full 3D DATA contract.
NOTE | 2750 | PDF-P05 |  | EA |  |  | AI0275 |  |  |  |  | STRAIGHT | STRAIGHT_RECT |  | RECT | [5 empty] | CUSTOM | [18 empty] | 10 | 8 |  |  |  | 10 | 8 |  | 10 | 8 |  |  |  |  | NONE | [17 empty] | INLET |  | OUTLET | [13 empty] | AI-0275 | Straight Duct | Straight Duct | 1 | EA | AUTO |  |  |  | service=EA ¦ printed_size=10x8 in ¦ review=Straight duct has no confirmed centerline length or coordinates. / Emitted as review-only NOTE row because PDF text does not prove the full 3D DATA contract. ¦ airflow=100 CFM | Lay out.pdf page 5, line 185 | 0.77 | HOLD | NEEDS_GEOMETRY_REVIEW | Straight duct has no confirmed centerline length or coordinates.; Emitted as review-only NOTE row because PDF text does not prove the full 3D DATA contract.
NOTE | 2760 | PDF-P05 |  |  |  |  | AI0276 |  |  |  |  | FITTING | ELBOW_UNKNOWN | [7 empty] | CUSTOM | [32 empty] | ELBOW | [17 empty] | INLET |  | OUTLET | [13 empty] | AI-0276 | Elbow Duct Fitting | Elbow Duct Fitting | 1 | EA | AUTO |  |  |  | review=Detected fitting text without a nearby duct size. / Missing confirmed duct dimensions. / Emitted as review-only NOTE row because PDF text does not prove the full 3D DATA contract. | Lay out.pdf page 5, line 192 | 0.35 | HOLD | NEEDS_GEOMETRY_REVIEW | Detected fitting text without a nearby duct size.; Missing confirmed duct dimensions.; Emitted as review-only NOTE row because PDF text does not prove the full 3D DATA contract.
NOTE | 2770 | PDF-P05 |  |  |  |  | AI0277 |  |  |  |  | STRAIGHT | STRAIGHT_UNKNOWN | [7 empty] | CUSTOM | [32 empty] | NONE | [17 empty] | INLET |  | OUTLET | [13 empty] | AI-0277 | Straight Duct | Straight Duct | 1 | EA | AUTO |  |  |  | review=Detected straight duct marker without a nearby duct size. / Missing confirmed duct dimensions. / Straight duct has no confirmed centerline length or coordinates. / Emitted as review-only NOTE row because PDF text does not prove the full 3D DATA contract. | Lay out.pdf page 5, line 194 | 0.32 | HOLD | NEEDS_GEOMETRY_REVIEW | Detected straight duct marker without a nearby duct size.; Missing confirmed duct dimensions.; Straight duct has no confirmed centerline length or coordinates.; Emitted as review-only NOTE row because PDF text does not prove the full 3D DATA contract.
NOTE | 2780 | PDF-P05 |  | RA |  |  | AI0278 |  |  |  |  | STRAIGHT | STRAIGHT_RECT |  | RECT | [5 empty] | CUSTOM | [16 empty] | 9 | 9 | 24 | 30 |  |  |  | 24 | 30 |  | 24 | 30 |  |  |  |  | NONE | [17 empty] | INLET |  | OUTLET | [13 empty] | AI-0278 | Straight Duct | Straight Duct | 1 | EA | AUTO |  |  |  | service=RA ¦ printed_size=24x30 in ¦ review=Straight length was associated from nearby PDF text context; verify grouping. / Emitted as review-only NOTE row because PDF text does not prove the full 3D DATA contract. | Lay out.pdf page 5, line 202 | 0.77 | HOLD | NEEDS_GEOMETRY_REVIEW | Straight length was associated from nearby PDF text context; verify grouping.; Emitted as review-only NOTE row because PDF text does not prove the full 3D DATA contract.
NOTE | 2790 | PDF-P05 |  |  |  |  | AI0279 |  |  |  |  | STRAIGHT | STRAIGHT_UNKNOWN | [7 empty] | CUSTOM | [32 empty] | NONE | [17 empty] | INLET |  | OUTLET | [13 empty] | AI-0279 | Straight Duct | Straight Duct | 1 | EA | AUTO |  |  |  | review=Detected straight duct marker without a nearby duct size. / Missing confirmed duct dimensions. / Straight duct has no confirmed centerline length or coordinates. / Emitted as review-only NOTE row because PDF text does not prove the full 3D DATA contract. | Lay out.pdf page 5, line 203 | 0.32 | HOLD | NEEDS_GEOMETRY_REVIEW | Detected straight duct marker without a nearby duct size.; Missing confirmed duct dimensions.; Straight duct has no confirmed centerline length or coordinates.; Emitted as review-only NOTE row because PDF text does not prove the full 3D DATA contract.
NOTE | 2800 | PDF-P05 |  |  |  |  | AI0280 |  |  |  |  | FITTING | ELBOW_UNKNOWN | [7 empty] | CUSTOM | [32 empty] | ELBOW | [17 empty] | INLET |  | OUTLET | [13 empty] | AI-0280 | Elbow Duct Fitting | Elbow Duct Fitting | 1 | EA | AUTO |  |  |  | review=Detected fitting text without a nearby duct size. / Missing confirmed duct dimensions. / Emitted as review-only NOTE row because PDF text does not prove the full 3D DATA contract. | Lay out.pdf page 5, line 207 | 0.35 | HOLD | NEEDS_GEOMETRY_REVIEW | Detected fitting text without a nearby duct size.; Missing confirmed duct dimensions.; Emitted as review-only NOTE row because PDF text does not prove the full 3D DATA contract.
NOTE | 2810 | PDF-P05 |  | EA |  |  | AI0281 |  |  |  |  | STRAIGHT | STRAIGHT_RECT |  | RECT | [5 empty] | CUSTOM | [18 empty] | 12 | 10 |  |  |  | 12 | 10 |  | 12 | 10 |  |  |  |  | NONE | [17 empty] | INLET |  | OUTLET | [13 empty] | AI-0281 | Straight Duct | Straight Duct | 1 | EA | AUTO |  |  |  | service=EA ¦ printed_size=12x10 in ¦ review=Straight duct has no confirmed centerline length or coordinates. / Emitted as review-only NOTE row because PDF text does not prove the full 3D DATA contract. ¦ TOD=169'-1" | Lay out.pdf page 5, line 209 | 0.77 | HOLD | NEEDS_GEOMETRY_REVIEW | Straight duct has no confirmed centerline length or coordinates.; Emitted as review-only NOTE row because PDF text does not prove the full 3D DATA contract.
NOTE | 2820 | PDF-P05 |  |  |  |  | AI0282 |  |  |  |  | STRAIGHT | STRAIGHT_UNKNOWN | [7 empty] | CUSTOM | [32 empty] | NONE | [17 empty] | INLET |  | OUTLET | [13 empty] | AI-0282 | Straight Duct | Straight Duct | 1 | EA | AUTO |  |  |  | review=Detected straight duct marker without a nearby duct size. / Missing confirmed duct dimensions. / Straight duct has no confirmed centerline length or coordinates. / Emitted as review-only NOTE row because PDF text does not prove the full 3D DATA contract. | Lay out.pdf page 5, line 211 | 0.32 | HOLD | NEEDS_GEOMETRY_REVIEW | Detected straight duct marker without a nearby duct size.; Missing confirmed duct dimensions.; Straight duct has no confirmed centerline length or coordinates.; Emitted as review-only NOTE row because PDF text does not prove the full 3D DATA contract.
NOTE | 2830 | PDF-P05 |  | EA |  |  | AI0283 |  |  |  |  | STRAIGHT | STRAIGHT_RECT |  | RECT | [5 empty] | CUSTOM | [18 empty] | 14 | 12 |  |  |  | 14 | 12 |  | 14 | 12 |  |  |  |  | NONE | [17 empty] | INLET |  | OUTLET | [13 empty] | AI-0283 | Straight Duct | Straight Duct | 1 | EA | AUTO |  |  |  | service=EA ¦ printed_size=14x12 in ¦ review=Straight duct has no confirmed centerline length or coordinates. / Emitted as review-only NOTE row because PDF text does not prove the full 3D DATA contract. ¦ TOD=169'-1" | Lay out.pdf page 5, line 212 | 0.77 | HOLD | NEEDS_GEOMETRY_REVIEW | Straight duct has no confirmed centerline length or coordinates.; Emitted as review-only NOTE row because PDF text does not prove the full 3D DATA contract.
NOTE | 2840 | PDF-P05 |  |  |  |  | AI0284 |  |  |  |  | FITTING | ELBOW_UNKNOWN | [7 empty] | CUSTOM | [32 empty] | ELBOW | [17 empty] | INLET |  | OUTLET | [13 empty] | AI-0284 | Elbow Duct Fitting | Elbow Duct Fitting | 1 | EA | AUTO |  |  |  | review=Detected fitting text without a nearby duct size. / Missing confirmed duct dimensions. / Emitted as review-only NOTE row because PDF text does not prove the full 3D DATA contract. | Lay out.pdf page 5, line 215 | 0.35 | HOLD | NEEDS_GEOMETRY_REVIEW | Detected fitting text without a nearby duct size.; Missing confirmed duct dimensions.; Emitted as review-only NOTE row because PDF text does not prove the full 3D DATA contract.
NOTE | 2850 | PDF-P05 |  |  |  |  | AI0285 |  |  |  |  | STRAIGHT | STRAIGHT_UNKNOWN | [7 empty] | CUSTOM | [32 empty] | NONE | [17 empty] | INLET |  | OUTLET | [13 empty] | AI-0285 | Straight Duct | Straight Duct | 1 | EA | AUTO |  |  |  | review=Detected straight duct marker without a nearby duct size. / Missing confirmed duct dimensions. / Straight duct has no confirmed centerline length or coordinates. / Emitted as review-only NOTE row because PDF text does not prove the full 3D DATA contract. | Lay out.pdf page 5, line 230 | 0.32 | HOLD | NEEDS_GEOMETRY_REVIEW | Detected straight duct marker without a nearby duct size.; Missing confirmed duct dimensions.; Straight duct has no confirmed centerline length or coordinates.; Emitted as review-only NOTE row because PDF text does not prove the full 3D DATA contract.
NOTE | 2860 | PDF-P05 |  |  |  |  | AI0286 |  |  |  |  | STRAIGHT | STRAIGHT_UNKNOWN | [7 empty] | CUSTOM | [32 empty] | NONE | [17 empty] | INLET |  | OUTLET | [13 empty] | AI-0286 | Straight Duct | Straight Duct | 1 | EA | AUTO |  |  |  | review=Detected straight duct marker without a nearby duct size. / Missing confirmed duct dimensions. / Straight duct has no confirmed centerline length or coordinates. / Emitted as review-only NOTE row because PDF text does not prove the full 3D DATA contract. | Lay out.pdf page 5, line 234 | 0.32 | HOLD | NEEDS_GEOMETRY_REVIEW | Detected straight duct marker without a nearby duct size.; Missing confirmed duct dimensions.; Straight duct has no confirmed centerline length or coordinates.; Emitted as review-only NOTE row because PDF text does not prove the full 3D DATA contract.
NOTE | 2870 | PDF-P05 |  |  |  |  | AI0287 |  |  |  |  | FITTING | ELBOW_UNKNOWN | [7 empty] | CUSTOM | [32 empty] | ELBOW | [17 empty] | INLET |  | OUTLET | [13 empty] | AI-0287 | Elbow Duct Fitting | Elbow Duct Fitting | 1 | EA | AUTO |  |  |  | review=Detected fitting text without a nearby duct size. / Missing confirmed duct dimensions. / Emitted as review-only NOTE row because PDF text does not prove the full 3D DATA contract. | Lay out.pdf page 5, line 245 | 0.35 | HOLD | NEEDS_GEOMETRY_REVIEW | Detected fitting text without a nearby duct size.; Missing confirmed duct dimensions.; Emitted as review-only NOTE row because PDF text does not prove the full 3D DATA contract.
NOTE | 2880 | PDF-P05 |  |  |  |  | AI0288 |  |  |  |  | FITTING | WYE_UNKNOWN | [7 empty] | CUSTOM | [32 empty] | WYE | [17 empty] | INLET |  | OUTLET | [13 empty] | AI-0288 | Wye Duct Fitting | Wye Duct Fitting | 1 | EA | AUTO |  |  |  | review=Detected fitting text without a nearby duct size. / Missing confirmed duct dimensions. / Branch fitting needs confirmed branch port geometry before DATA export. / Emitted as review-only NOTE row because PDF text does not prove the full 3D DATA contract. | Lay out.pdf page 5, line 247 | 0.35 | HOLD | NEEDS_GEOMETRY_REVIEW | Detected fitting text without a nearby duct size.; Missing confirmed duct dimensions.; Branch fitting needs confirmed branch port geometry before DATA export.; Emitted as review-only NOTE row because PDF text does not prove the full 3D DATA contract.
NOTE | 2890 | PDF-P05 |  | EA |  |  | AI0289 |  |  |  |  | FITTING | WYE_RECT |  | RECT | [5 empty] | CUSTOM | [18 empty] | 16 | 30 |  |  |  | 16 | 30 |  | 16 | 30 |  |  |  |  | WYE | [17 empty] | INLET |  | OUTLET | [13 empty] | AI-0289 | Wye Duct Fitting | Wye Duct Fitting | 1 | EA | AUTO |  |  |  | service=EA ¦ printed_size=16x30 in ¦ review=Fitting token was associated from nearby PDF text context; verify grouping. / Branch fitting needs confirmed branch port geometry before DATA export. / Emitted as review-only NOTE row because PDF text does not prove the full 3D DATA contract. ¦ airflow=5150 CFM ¦ TOD=170'-2" | Lay out.pdf page 5, line 248 | 0.85 | HOLD | NEEDS_GEOMETRY_REVIEW | Fitting token was associated from nearby PDF text context; verify grouping.; Branch fitting needs confirmed branch port geometry before DATA export.; Emitted as review-only NOTE row because PDF text does not prove the full 3D DATA contract.
NOTE | 2900 | PDF-P05 |  | EA |  |  | AI0290 |  |  |  |  | STRAIGHT | STRAIGHT_RECT |  | RECT | [5 empty] | CUSTOM | [18 empty] | 16 | 30 |  |  |  | 16 | 30 |  | 16 | 30 |  |  |  |  | NONE | [17 empty] | INLET |  | OUTLET | [13 empty] | AI-0290 | Straight Duct | Straight Duct | 1 | EA | AUTO |  |  |  | service=EA ¦ printed_size=16x30 in ¦ review=Straight duct has no confirmed centerline length or coordinates. / Emitted as review-only NOTE row because PDF text does not prove the full 3D DATA contract. ¦ airflow=5150 CFM ¦ TOD=170'-2" | Lay out.pdf page 5, line 251 | 0.82 | HOLD | NEEDS_GEOMETRY_REVIEW | Straight duct has no confirmed centerline length or coordinates.; Emitted as review-only NOTE row because PDF text does not prove the full 3D DATA contract.
NOTE | 2910 | PDF-P05 |  | EA |  |  | AI0291 |  |  |  |  | FITTING | WYE_RECT |  | RECT | [5 empty] | CUSTOM | [18 empty] | 12 | 10 |  |  |  | 12 | 10 |  | 12 | 10 |  |  |  |  | WYE | [17 empty] | INLET |  | OUTLET | [13 empty] | AI-0291 | Wye Duct Fitting | Wye Duct Fitting | 1 | EA | AUTO |  |  |  | service=EA ¦ printed_size=12x10 in ¦ review=Fitting token was associated from nearby PDF text context; verify grouping. / Branch fitting needs confirmed branch port geometry before DATA export. / Emitted as review-only NOTE row because PDF text does not prove the full 3D DATA contract. ¦ airflow=5150 CFM ¦ TOD=169'-11" | Lay out.pdf page 5, line 253 | 0.85 | HOLD | NEEDS_GEOMETRY_REVIEW | Fitting token was associated from nearby PDF text context; verify grouping.; Branch fitting needs confirmed branch port geometry before DATA export.; Emitted as review-only NOTE row because PDF text does not prove the full 3D DATA contract.
NOTE | 2920 | PDF-P05 |  |  |  |  | AI0292 |  |  |  |  | FITTING | WYE_UNKNOWN | [7 empty] | CUSTOM | [32 empty] | WYE | [17 empty] | INLET |  | OUTLET | [13 empty] | AI-0292 | Wye Duct Fitting | Wye Duct Fitting | 1 | EA | AUTO |  |  |  | review=Detected fitting text without a nearby duct size. / Missing confirmed duct dimensions. / Branch fitting needs confirmed branch port geometry before DATA export. / Emitted as review-only NOTE row because PDF text does not prove the full 3D DATA contract. | Lay out.pdf page 5, line 255 | 0.35 | HOLD | NEEDS_GEOMETRY_REVIEW | Detected fitting text without a nearby duct size.; Missing confirmed duct dimensions.; Branch fitting needs confirmed branch port geometry before DATA export.; Emitted as review-only NOTE row because PDF text does not prove the full 3D DATA contract.
NOTE | 2930 | PDF-P05 |  |  |  |  | AI0293 |  |  |  |  | FITTING | WYE_UNKNOWN | [7 empty] | CUSTOM | [32 empty] | WYE | [17 empty] | INLET |  | OUTLET | [13 empty] | AI-0293 | Wye Duct Fitting | Wye Duct Fitting | 1 | EA | AUTO |  |  |  | review=Detected fitting text without a nearby duct size. / Missing confirmed duct dimensions. / Branch fitting needs confirmed branch port geometry before DATA export. / Emitted as review-only NOTE row because PDF text does not prove the full 3D DATA contract. | Lay out.pdf page 5, line 257 | 0.35 | HOLD | NEEDS_GEOMETRY_REVIEW | Detected fitting text without a nearby duct size.; Missing confirmed duct dimensions.; Branch fitting needs confirmed branch port geometry before DATA export.; Emitted as review-only NOTE row because PDF text does not prove the full 3D DATA contract.
NOTE | 2940 | PDF-P05 |  |  |  |  | AI0294 |  |  |  |  | STRAIGHT | STRAIGHT_UNKNOWN | [7 empty] | CUSTOM | [32 empty] | NONE | [17 empty] | INLET |  | OUTLET | [13 empty] | AI-0294 | Straight Duct | Straight Duct | 1 | EA | AUTO |  |  |  | review=Detected straight duct marker without a nearby duct size. / Missing confirmed duct dimensions. / Straight duct has no confirmed centerline length or coordinates. / Emitted as review-only NOTE row because PDF text does not prove the full 3D DATA contract. | Lay out.pdf page 5, line 259 | 0.32 | HOLD | NEEDS_GEOMETRY_REVIEW | Detected straight duct marker without a nearby duct size.; Missing confirmed duct dimensions.; Straight duct has no confirmed centerline length or coordinates.; Emitted as review-only NOTE row because PDF text does not prove the full 3D DATA contract.
NOTE | 2950 | PDF-P05 |  |  |  |  | AI0295 |  |  |  |  | FITTING | ELBOW_UNKNOWN | [7 empty] | CUSTOM | [32 empty] | ELBOW | [17 empty] | INLET |  | OUTLET | [13 empty] | AI-0295 | Elbow Duct Fitting | Elbow Duct Fitting | 1 | EA | AUTO |  |  |  | review=Detected fitting text without a nearby duct size. / Missing confirmed duct dimensions. / Emitted as review-only NOTE row because PDF text does not prove the full 3D DATA contract. | Lay out.pdf page 5, line 261 | 0.35 | HOLD | NEEDS_GEOMETRY_REVIEW | Detected fitting text without a nearby duct size.; Missing confirmed duct dimensions.; Emitted as review-only NOTE row because PDF text does not prove the full 3D DATA contract.
NOTE | 2960 | PDF-P05 |  |  |  |  | AI0296 |  |  |  |  | STRAIGHT | STRAIGHT_UNKNOWN | [7 empty] | CUSTOM | [32 empty] | NONE | [17 empty] | INLET |  | OUTLET | [13 empty] | AI-0296 | Straight Duct | Straight Duct | 1 | EA | AUTO |  |  |  | review=Detected straight duct marker without a nearby duct size. / Missing confirmed duct dimensions. / Straight duct has no confirmed centerline length or coordinates. / Emitted as review-only NOTE row because PDF text does not prove the full 3D DATA contract. | Lay out.pdf page 5, line 262 | 0.32 | HOLD | NEEDS_GEOMETRY_REVIEW | Detected straight duct marker without a nearby duct size.; Missing confirmed duct dimensions.; Straight duct has no confirmed centerline length or coordinates.; Emitted as review-only NOTE row because PDF text does not prove the full 3D DATA contract.
NOTE | 2970 | PDF-P05 |  | EA |  |  | AI0297 |  |  |  |  | STRAIGHT | STRAIGHT_RECT |  | RECT | [5 empty] | CUSTOM | [18 empty] | 26 | 10 |  |  |  | 26 | 10 |  | 26 | 10 |  |  |  |  | NONE | [17 empty] | INLET |  | OUTLET | [13 empty] | AI-0297 | Straight Duct | Straight Duct | 1 | EA | AUTO |  |  |  | service=EA ¦ printed_size=26x10 in ¦ review=Straight duct has no confirmed centerline length or coordinates. / Emitted as review-only NOTE row because PDF text does not prove the full 3D DATA contract. ¦ TOD=169'-11" | Lay out.pdf page 5, line 264 | 0.77 | HOLD | NEEDS_GEOMETRY_REVIEW | Straight duct has no confirmed centerline length or coordinates.; Emitted as review-only NOTE row because PDF text does not prove the full 3D DATA contract.
NOTE | 2980 | PDF-P05 |  |  |  |  | AI0298 |  |  |  |  | STRAIGHT | STRAIGHT_UNKNOWN | [7 empty] | CUSTOM | [32 empty] | NONE | [17 empty] | INLET |  | OUTLET | [13 empty] | AI-0298 | Straight Duct | Straight Duct | 1 | EA | AUTO |  |  |  | review=Detected straight duct marker without a nearby duct size. / Missing confirmed duct dimensions. / Straight duct has no confirmed centerline length or coordinates. / Emitted as review-only NOTE row because PDF text does not prove the full 3D DATA contract. | Lay out.pdf page 5, line 266 | 0.32 | HOLD | NEEDS_GEOMETRY_REVIEW | Detected straight duct marker without a nearby duct size.; Missing confirmed duct dimensions.; Straight duct has no confirmed centerline length or coordinates.; Emitted as review-only NOTE row because PDF text does not prove the full 3D DATA contract.
NOTE | 2990 | PDF-P05 |  | EA |  |  | AI0299 |  |  |  |  | STRAIGHT | STRAIGHT_RECT |  | RECT | [5 empty] | CUSTOM | [16 empty] | 4 | 4 | 14 | 10 |  |  |  | 14 | 10 |  | 14 | 10 |  |  |  |  | NONE | [17 empty] | INLET |  | OUTLET | [13 empty] | AI-0299 | Straight Duct | Straight Duct | 1 | EA | AUTO |  |  |  | service=EA ¦ printed_size=14x10 in ¦ review=Straight length was associated from nearby PDF text context; verify grouping. / Emitted as review-only NOTE row because PDF text does not prove the full 3D DATA contract. ¦ TOD=169'-11" | Lay out.pdf page 5, line 268 | 0.82 | HOLD | NEEDS_GEOMETRY_REVIEW | Straight length was associated from nearby PDF text context; verify grouping.; Emitted as review-only NOTE row because PDF text does not prove the full 3D DATA contract.
NOTE | 3000 | PDF-P05 |  |  |  |  | AI0300 |  |  |  |  | STRAIGHT | STRAIGHT_UNKNOWN | [7 empty] | CUSTOM | [32 empty] | NONE | [17 empty] | INLET |  | OUTLET | [13 empty] | AI-0300 | Straight Duct | Straight Duct | 1 | EA | AUTO |  |  |  | review=Detected straight duct marker without a nearby duct size. / Missing confirmed duct dimensions. / Straight duct has no confirmed centerline length or coordinates. / Emitted as review-only NOTE row because PDF text does not prove the full 3D DATA contract. | Lay out.pdf page 5, line 270 | 0.32 | HOLD | NEEDS_GEOMETRY_REVIEW | Detected straight duct marker without a nearby duct size.; Missing confirmed duct dimensions.; Straight duct has no confirmed centerline length or coordinates.; Emitted as review-only NOTE row because PDF text does not prove the full 3D DATA contract.
NOTE | 3010 | PDF-P05 |  |  |  |  | AI0301 |  |  |  |  | STRAIGHT | STRAIGHT_UNKNOWN | [7 empty] | CUSTOM | [32 empty] | NONE | [17 empty] | INLET |  | OUTLET | [13 empty] | AI-0301 | Straight Duct | Straight Duct | 1 | EA | AUTO |  |  |  | review=Detected straight duct marker without a nearby duct size. / Missing confirmed duct dimensions. / Straight duct has no confirmed centerline length or coordinates. / Emitted as review-only NOTE row because PDF text does not prove the full 3D DATA contract. | Lay out.pdf page 5, line 271 | 0.32 | HOLD | NEEDS_GEOMETRY_REVIEW | Detected straight duct marker without a nearby duct size.; Missing confirmed duct dimensions.; Straight duct has no confirmed centerline length or coordinates.; Emitted as review-only NOTE row because PDF text does not prove the full 3D DATA contract.
NOTE | 3020 | PDF-P05 |  |  |  |  | AI0302 |  |  |  |  | STRAIGHT | STRAIGHT_UNKNOWN | [7 empty] | CUSTOM | [32 empty] | NONE | [17 empty] | INLET |  | OUTLET | [13 empty] | AI-0302 | Straight Duct | Straight Duct | 1 | EA | AUTO |  |  |  | review=Detected straight duct marker without a nearby duct size. / Missing confirmed duct dimensions. / Straight duct has no confirmed centerline length or coordinates. / Emitted as review-only NOTE row because PDF text does not prove the full 3D DATA contract. | Lay out.pdf page 5, line 272 | 0.32 | HOLD | NEEDS_GEOMETRY_REVIEW | Detected straight duct marker without a nearby duct size.; Missing confirmed duct dimensions.; Straight duct has no confirmed centerline length or coordinates.; Emitted as review-only NOTE row because PDF text does not prove the full 3D DATA contract.
NOTE | 3030 | PDF-P05 |  | EA |  |  | AI0303 |  |  |  |  | STRAIGHT | STRAIGHT_RECT |  | RECT | [5 empty] | CUSTOM | [16 empty] | 15 | 15 | 20 | 16 |  |  |  | 20 | 16 |  | 20 | 16 |  |  |  |  | NONE | [17 empty] | INLET |  | OUTLET | [13 empty] | AI-0303 | Straight Duct | Straight Duct | 1 | EA | AUTO |  |  |  | service=EA ¦ printed_size=20x16 in ¦ review=Straight length was associated from nearby PDF text context; verify grouping. / Emitted as review-only NOTE row because PDF text does not prove the full 3D DATA contract. ¦ TOD=170'-2" | Lay out.pdf page 5, line 275 | 0.82 | HOLD | NEEDS_GEOMETRY_REVIEW | Straight length was associated from nearby PDF text context; verify grouping.; Emitted as review-only NOTE row because PDF text does not prove the full 3D DATA contract.
NOTE | 3040 | PDF-P05 |  | EA |  |  | AI0304 |  |  |  |  | STRAIGHT | STRAIGHT_RECT |  | RECT | [5 empty] | CUSTOM | [18 empty] | 30 | 16 |  |  |  | 30 | 16 |  | 30 | 16 |  |  |  |  | NONE | [17 empty] | INLET |  | OUTLET | [13 empty] | AI-0304 | Straight Duct | Straight Duct | 1 | EA | AUTO |  |  |  | service=EA ¦ printed_size=30x16 in ¦ review=Straight duct has no confirmed centerline length or coordinates. / Emitted as review-only NOTE row because PDF text does not prove the full 3D DATA contract. ¦ TOD=170'-2" | Lay out.pdf page 5, line 277 | 0.77 | HOLD | NEEDS_GEOMETRY_REVIEW | Straight duct has no confirmed centerline length or coordinates.; Emitted as review-only NOTE row because PDF text does not prove the full 3D DATA contract.
NOTE | 3050 | PDF-P05 |  | RA |  |  | AI0305 |  |  |  |  | STRAIGHT | STRAIGHT_RECT |  | RECT | [5 empty] | CUSTOM | [16 empty] | 5 | 5 | 24 | 30 |  |  |  | 24 | 30 |  | 24 | 30 |  |  |  |  | NONE | [17 empty] | INLET |  | OUTLET | [13 empty] | AI-0305 | Straight Duct | Straight Duct | 1 | EA | AUTO |  |  |  | service=RA ¦ printed_size=24x30 in ¦ review=Straight length was associated from nearby PDF text context; verify grouping. / Emitted as review-only NOTE row because PDF text does not prove the full 3D DATA contract. ¦ TOD=172'-0" | Lay out.pdf page 5, line 290 | 0.82 | HOLD | NEEDS_GEOMETRY_REVIEW | Straight length was associated from nearby PDF text context; verify grouping.; Emitted as review-only NOTE row because PDF text does not prove the full 3D DATA contract.
NOTE | 3060 | PDF-P05 |  |  |  |  | AI0306 |  |  |  |  | STRAIGHT | STRAIGHT_UNKNOWN | [7 empty] | CUSTOM | [32 empty] | NONE | [17 empty] | INLET |  | OUTLET | [13 empty] | AI-0306 | Straight Duct | Straight Duct | 1 | EA | AUTO |  |  |  | review=Detected straight duct marker without a nearby duct size. / Missing confirmed duct dimensions. / Straight duct has no confirmed centerline length or coordinates. / Emitted as review-only NOTE row because PDF text does not prove the full 3D DATA contract. | Lay out.pdf page 5, line 292 | 0.32 | HOLD | NEEDS_GEOMETRY_REVIEW | Detected straight duct marker without a nearby duct size.; Missing confirmed duct dimensions.; Straight duct has no confirmed centerline length or coordinates.; Emitted as review-only NOTE row because PDF text does not prove the full 3D DATA contract.
NOTE | 3070 | PDF-P05 |  |  |  |  | AI0307 |  |  |  |  | STRAIGHT | STRAIGHT_UNKNOWN | [7 empty] | CUSTOM | [32 empty] | NONE | [17 empty] | INLET |  | OUTLET | [13 empty] | AI-0307 | Straight Duct | Straight Duct | 1 | EA | AUTO |  |  |  | review=Detected straight duct marker without a nearby duct size. / Missing confirmed duct dimensions. / Straight duct has no confirmed centerline length or coordinates. / Emitted as review-only NOTE row because PDF text does not prove the full 3D DATA contract. | Lay out.pdf page 5, line 299 | 0.32 | HOLD | NEEDS_GEOMETRY_REVIEW | Detected straight duct marker without a nearby duct size.; Missing confirmed duct dimensions.; Straight duct has no confirmed centerline length or coordinates.; Emitted as review-only NOTE row because PDF text does not prove the full 3D DATA contract.
NOTE | 3080 | PDF-P05 |  |  |  |  | AI0308 |  |  |  |  | FITTING | ELBOW_UNKNOWN | [7 empty] | CUSTOM | [32 empty] | ELBOW | [17 empty] | INLET |  | OUTLET | [13 empty] | AI-0308 | Elbow Duct Fitting | Elbow Duct Fitting | 1 | EA | AUTO |  |  |  | review=Detected fitting text without a nearby duct size. / Missing confirmed duct dimensions. / Emitted as review-only NOTE row because PDF text does not prove the full 3D DATA contract. | Lay out.pdf page 5, line 305 | 0.35 | HOLD | NEEDS_GEOMETRY_REVIEW | Detected fitting text without a nearby duct size.; Missing confirmed duct dimensions.; Emitted as review-only NOTE row because PDF text does not prove the full 3D DATA contract.
NOTE | 3090 | PDF-P05 |  | EA |  |  | AI0309 |  |  |  |  | FITTING | ELBOW_RECT |  | RECT | [5 empty] | CUSTOM | [18 empty] | 10 | 16 |  |  |  | 10 | 16 |  | 10 | 16 |  |  |  |  | ELBOW | [17 empty] | INLET |  | OUTLET | [13 empty] | AI-0309 | Elbow Duct Fitting | Elbow Duct Fitting | 1 | EA | AUTO |  |  |  | service=EA ¦ printed_size=10x16 in ¦ review=Fitting token was associated from nearby PDF text context; verify grouping. / Emitted as review-only NOTE row because PDF text does not prove the full 3D DATA contract. ¦ airflow=13200 CFM ¦ TOD=170'-2" | Lay out.pdf page 5, line 306 | 0.85 | HOLD | NEEDS_GEOMETRY_REVIEW | Fitting token was associated from nearby PDF text context; verify grouping.; Emitted as review-only NOTE row because PDF text does not prove the full 3D DATA contract.
NOTE | 3100 | PDF-P05 |  | RA |  |  | AI0310 |  |  |  |  | STRAIGHT | STRAIGHT_RECT |  | RECT | [5 empty] | CUSTOM | [18 empty] | 20 | 14 |  |  |  | 20 | 14 |  | 20 | 14 |  |  |  |  | NONE | [17 empty] | INLET |  | OUTLET | [13 empty] | AI-0310 | Straight Duct | Straight Duct | 1 | EA | AUTO |  |  |  | service=RA ¦ printed_size=20x14 in ¦ review=Straight duct has no confirmed centerline length or coordinates. / Emitted as review-only NOTE row because PDF text does not prove the full 3D DATA contract. ¦ TOD=171'-9" | Lay out.pdf page 5, line 332 | 0.77 | HOLD | NEEDS_GEOMETRY_REVIEW | Straight duct has no confirmed centerline length or coordinates.; Emitted as review-only NOTE row because PDF text does not prove the full 3D DATA contract.
NOTE | 3110 | PDF-P05 |  | RA |  |  | AI0311 |  |  |  |  | STRAIGHT | STRAIGHT_RECT |  | RECT | [5 empty] | CUSTOM | [18 empty] | 20 | 14 |  |  |  | 20 | 14 |  | 20 | 14 |  |  |  |  | NONE | [17 empty] | INLET |  | OUTLET | [13 empty] | AI-0311 | Straight Duct | Straight Duct | 1 | EA | AUTO |  |  |  | service=RA ¦ printed_size=20x14 in ¦ review=Straight duct has no confirmed centerline length or coordinates. / Emitted as review-only NOTE row because PDF text does not prove the full 3D DATA contract. ¦ TOD=171'-9" | Lay out.pdf page 5, line 334 | 0.77 | HOLD | NEEDS_GEOMETRY_REVIEW | Straight duct has no confirmed centerline length or coordinates.; Emitted as review-only NOTE row because PDF text does not prove the full 3D DATA contract.
NOTE | 3120 | PDF-P05 |  |  |  |  | AI0312 |  |  |  |  | FITTING | ELBOW_UNKNOWN | [7 empty] | CUSTOM | [32 empty] | ELBOW | [17 empty] | INLET |  | OUTLET | [13 empty] | AI-0312 | Elbow Duct Fitting | Elbow Duct Fitting | 1 | EA | AUTO |  |  |  | review=Detected fitting text without a nearby duct size. / Missing confirmed duct dimensions. / Emitted as review-only NOTE row because PDF text does not prove the full 3D DATA contract. | Lay out.pdf page 5, line 342 | 0.35 | HOLD | NEEDS_GEOMETRY_REVIEW | Detected fitting text without a nearby duct size.; Missing confirmed duct dimensions.; Emitted as review-only NOTE row because PDF text does not prove the full 3D DATA contract.
NOTE | 3130 | PDF-P05 |  |  |  |  | AI0313 |  |  |  |  | STRAIGHT | STRAIGHT_UNKNOWN | [7 empty] | CUSTOM | [32 empty] | NONE | [17 empty] | INLET |  | OUTLET | [13 empty] | AI-0313 | Straight Duct | Straight Duct | 1 | EA | AUTO |  |  |  | review=Detected straight duct marker without a nearby duct size. / Missing confirmed duct dimensions. / Straight duct has no confirmed centerline length or coordinates. / Emitted as review-only NOTE row because PDF text does not prove the full 3D DATA contract. | Lay out.pdf page 5, line 343 | 0.32 | HOLD | NEEDS_GEOMETRY_REVIEW | Detected straight duct marker without a nearby duct size.; Missing confirmed duct dimensions.; Straight duct has no confirmed centerline length or coordinates.; Emitted as review-only NOTE row because PDF text does not prove the full 3D DATA contract.
NOTE | 3140 | PDF-P05 |  |  |  |  | AI0314 |  |  |  |  | FITTING | ELBOW_UNKNOWN | [7 empty] | CUSTOM | [32 empty] | ELBOW | [17 empty] | INLET |  | OUTLET | [13 empty] | AI-0314 | Elbow Duct Fitting | Elbow Duct Fitting | 1 | EA | AUTO |  |  |  | review=Detected fitting text without a nearby duct size. / Missing confirmed duct dimensions. / Emitted as review-only NOTE row because PDF text does not prove the full 3D DATA contract. | Lay out.pdf page 5, line 345 | 0.35 | HOLD | NEEDS_GEOMETRY_REVIEW | Detected fitting text without a nearby duct size.; Missing confirmed duct dimensions.; Emitted as review-only NOTE row because PDF text does not prove the full 3D DATA contract.
NOTE | 3150 | PDF-P05 |  | RA |  |  | AI0315 |  |  |  |  | STRAIGHT | STRAIGHT_RECT |  | RECT | [5 empty] | CUSTOM | [18 empty] | 20 | 14 |  |  |  | 20 | 14 |  | 20 | 14 |  |  |  |  | NONE | [17 empty] | INLET |  | OUTLET | [13 empty] | AI-0315 | Straight Duct | Straight Duct | 1 | EA | AUTO |  |  |  | service=RA ¦ printed_size=20x14 in ¦ review=Straight duct has no confirmed centerline length or coordinates. / Emitted as review-only NOTE row because PDF text does not prove the full 3D DATA contract. ¦ TOD=171'-9" | Lay out.pdf page 5, line 348 | 0.77 | HOLD | NEEDS_GEOMETRY_REVIEW | Straight duct has no confirmed centerline length or coordinates.; Emitted as review-only NOTE row because PDF text does not prove the full 3D DATA contract.
NOTE | 3160 | PDF-P05 |  |  |  |  | AI0316 |  |  |  |  | STRAIGHT | STRAIGHT_UNKNOWN | [7 empty] | CUSTOM | [32 empty] | NONE | [17 empty] | INLET |  | OUTLET | [13 empty] | AI-0316 | Straight Duct | Straight Duct | 1 | EA | AUTO |  |  |  | review=Detected straight duct marker without a nearby duct size. / Missing confirmed duct dimensions. / Straight duct has no confirmed centerline length or coordinates. / Emitted as review-only NOTE row because PDF text does not prove the full 3D DATA contract. | Lay out.pdf page 5, line 350 | 0.32 | HOLD | NEEDS_GEOMETRY_REVIEW | Detected straight duct marker without a nearby duct size.; Missing confirmed duct dimensions.; Straight duct has no confirmed centerline length or coordinates.; Emitted as review-only NOTE row because PDF text does not prove the full 3D DATA contract.
NOTE | 3170 | PDF-P05 |  | RA |  |  | AI0317 |  |  |  |  | STRAIGHT | STRAIGHT_RECT |  | RECT | [5 empty] | CUSTOM | [18 empty] | 18 | 20 |  |  |  | 18 | 20 |  | 18 | 20 |  |  |  |  | NONE | [17 empty] | INLET |  | OUTLET | [13 empty] | AI-0317 | Straight Duct | Straight Duct | 1 | EA | AUTO |  |  |  | service=RA ¦ printed_size=18x20 in ¦ review=Straight duct has no confirmed centerline length or coordinates. / Emitted as review-only NOTE row because PDF text does not prove the full 3D DATA contract. ¦ TOD=172'-0" | Lay out.pdf page 5, line 356 | 0.77 | HOLD | NEEDS_GEOMETRY_REVIEW | Straight duct has no confirmed centerline length or coordinates.; Emitted as review-only NOTE row because PDF text does not prove the full 3D DATA contract.
NOTE | 3180 | PDF-P05 |  | RA |  |  | AI0318 |  |  |  |  | STRAIGHT | STRAIGHT_RECT |  | RECT | [5 empty] | CUSTOM | [18 empty] | 36 | 20 |  |  |  | 36 | 20 |  | 36 | 20 |  |  |  |  | NONE | [17 empty] | INLET |  | OUTLET | [13 empty] | AI-0318 | Straight Duct | Straight Duct | 1 | EA | AUTO |  |  |  | service=RA ¦ printed_size=36x20 in ¦ review=Straight duct has no confirmed centerline length or coordinates. / Emitted as review-only NOTE row because PDF text does not prove the full 3D DATA contract. ¦ TOD=172'-0" | Lay out.pdf page 5, line 359 | 0.77 | HOLD | NEEDS_GEOMETRY_REVIEW | Straight duct has no confirmed centerline length or coordinates.; Emitted as review-only NOTE row because PDF text does not prove the full 3D DATA contract.
NOTE | 3190 | PDF-P05 |  | RA |  |  | AI0319 |  |  |  |  | STRAIGHT | STRAIGHT_RECT |  | RECT | [5 empty] | CUSTOM | [18 empty] | 30 | 24 |  |  |  | 30 | 24 |  | 30 | 24 |  |  |  |  | NONE | [17 empty] | INLET |  | OUTLET | [13 empty] | AI-0319 | Straight Duct | Straight Duct | 1 | EA | AUTO |  |  |  | service=RA ¦ printed_size=30x24 in ¦ review=Straight duct has no confirmed centerline length or coordinates. / Emitted as review-only NOTE row because PDF text does not prove the full 3D DATA contract. ¦ TOD=172'-0" | Lay out.pdf page 5, line 361 | 0.77 | HOLD | NEEDS_GEOMETRY_REVIEW | Straight duct has no confirmed centerline length or coordinates.; Emitted as review-only NOTE row because PDF text does not prove the full 3D DATA contract.
NOTE | 3200 | PDF-P05 |  |  |  |  | AI0320 |  |  |  |  | STRAIGHT | STRAIGHT_UNKNOWN | [7 empty] | CUSTOM | [32 empty] | NONE | [17 empty] | INLET |  | OUTLET | [13 empty] | AI-0320 | Straight Duct | Straight Duct | 1 | EA | AUTO |  |  |  | review=Detected straight duct marker without a nearby duct size. / Missing confirmed duct dimensions. / Straight duct has no confirmed centerline length or coordinates. / Emitted as review-only NOTE row because PDF text does not prove the full 3D DATA contract. | Lay out.pdf page 5, line 367 | 0.32 | HOLD | NEEDS_GEOMETRY_REVIEW | Detected straight duct marker without a nearby duct size.; Missing confirmed duct dimensions.; Straight duct has no confirmed centerline length or coordinates.; Emitted as review-only NOTE row because PDF text does not prove the full 3D DATA contract.
NOTE | 3210 | PDF-P05 |  |  |  |  | AI0321 |  |  |  |  | STRAIGHT | STRAIGHT_UNKNOWN | [7 empty] | CUSTOM | [32 empty] | NONE | [17 empty] | INLET |  | OUTLET | [13 empty] | AI-0321 | Straight Duct | Straight Duct | 1 | EA | AUTO |  |  |  | review=Detected straight duct marker without a nearby duct size. / Missing confirmed duct dimensions. / Straight duct has no confirmed centerline length or coordinates. / Emitted as review-only NOTE row because PDF text does not prove the full 3D DATA contract. | Lay out.pdf page 5, line 368 | 0.32 | HOLD | NEEDS_GEOMETRY_REVIEW | Detected straight duct marker without a nearby duct size.; Missing confirmed duct dimensions.; Straight duct has no confirmed centerline length or coordinates.; Emitted as review-only NOTE row because PDF text does not prove the full 3D DATA contract.
NOTE | 3220 | PDF-P05 |  | RA |  |  | AI0322 |  |  |  |  | STRAIGHT | STRAIGHT_RECT |  | RECT | [5 empty] | CUSTOM | [16 empty] | 11 | 11 | 20 | 14 |  |  |  | 20 | 14 |  | 20 | 14 |  |  |  |  | NONE | [17 empty] | INLET |  | OUTLET | [13 empty] | AI-0322 | Straight Duct | Straight Duct | 1 | EA | AUTO |  |  |  | service=RA ¦ printed_size=20x14 in ¦ review=Straight length was associated from nearby PDF text context; verify grouping. / Emitted as review-only NOTE row because PDF text does not prove the full 3D DATA contract. ¦ TOD=171'-9" | Lay out.pdf page 5, line 369 | 0.82 | HOLD | NEEDS_GEOMETRY_REVIEW | Straight length was associated from nearby PDF text context; verify grouping.; Emitted as review-only NOTE row because PDF text does not prove the full 3D DATA contract.
NOTE | 3230 | PDF-P05 |  | RA |  |  | AI0323 |  |  |  |  | STRAIGHT | STRAIGHT_RECT |  | RECT | [5 empty] | CUSTOM | [18 empty] | 20 | 14 |  |  |  | 20 | 14 |  | 20 | 14 |  |  |  |  | NONE | [17 empty] | INLET |  | OUTLET | [13 empty] | AI-0323 | Straight Duct | Straight Duct | 1 | EA | AUTO |  |  |  | service=RA ¦ printed_size=20x14 in ¦ review=Straight duct has no confirmed centerline length or coordinates. / Emitted as review-only NOTE row because PDF text does not prove the full 3D DATA contract. ¦ TOD=170'-3 | Lay out.pdf page 5, line 377 | 0.77 | HOLD | NEEDS_GEOMETRY_REVIEW | Straight duct has no confirmed centerline length or coordinates.; Emitted as review-only NOTE row because PDF text does not prove the full 3D DATA contract.
NOTE | 3240 | PDF-P05 |  |  |  |  | AI0324 |  |  |  |  | STRAIGHT | STRAIGHT_UNKNOWN | [7 empty] | CUSTOM | [32 empty] | NONE | [17 empty] | INLET |  | OUTLET | [13 empty] | AI-0324 | Straight Duct | Straight Duct | 1 | EA | AUTO |  |  |  | review=Detected straight duct marker without a nearby duct size. / Missing confirmed duct dimensions. / Straight duct has no confirmed centerline length or coordinates. / Emitted as review-only NOTE row because PDF text does not prove the full 3D DATA contract. | Lay out.pdf page 5, line 381 | 0.32 | HOLD | NEEDS_GEOMETRY_REVIEW | Detected straight duct marker without a nearby duct size.; Missing confirmed duct dimensions.; Straight duct has no confirmed centerline length or coordinates.; Emitted as review-only NOTE row because PDF text does not prove the full 3D DATA contract.
NOTE | 3250 | PDF-P05 |  |  |  |  | AI0325 |  |  |  |  | STRAIGHT | STRAIGHT_UNKNOWN | [7 empty] | CUSTOM | [32 empty] | NONE | [17 empty] | INLET |  | OUTLET | [13 empty] | AI-0325 | Straight Duct | Straight Duct | 1 | EA | AUTO |  |  |  | review=Detected straight duct marker without a nearby duct size. / Missing confirmed duct dimensions. / Straight duct has no confirmed centerline length or coordinates. / Emitted as review-only NOTE row because PDF text does not prove the full 3D DATA contract. | Lay out.pdf page 5, line 382 | 0.32 | HOLD | NEEDS_GEOMETRY_REVIEW | Detected straight duct marker without a nearby duct size.; Missing confirmed duct dimensions.; Straight duct has no confirmed centerline length or coordinates.; Emitted as review-only NOTE row because PDF text does not prove the full 3D DATA contract.
NOTE | 3260 | PDF-P05 |  |  |  |  | AI0326 |  |  |  |  | FITTING | ELBOW_UNKNOWN | [7 empty] | CUSTOM | [32 empty] | ELBOW | [17 empty] | INLET |  | OUTLET | [13 empty] | AI-0326 | Elbow Duct Fitting | Elbow Duct Fitting | 1 | EA | AUTO |  |  |  | review=Detected fitting text without a nearby duct size. / Missing confirmed duct dimensions. / Emitted as review-only NOTE row because PDF text does not prove the full 3D DATA contract. | Lay out.pdf page 5, line 384 | 0.35 | HOLD | NEEDS_GEOMETRY_REVIEW | Detected fitting text without a nearby duct size.; Missing confirmed duct dimensions.; Emitted as review-only NOTE row because PDF text does not prove the full 3D DATA contract.
NOTE | 3270 | PDF-P05 |  |  |  |  | AI0327 |  |  |  |  | FITTING | ELBOW_UNKNOWN | [7 empty] | CUSTOM | [32 empty] | ELBOW | [17 empty] | INLET |  | OUTLET | [13 empty] | AI-0327 | Elbow Duct Fitting | Elbow Duct Fitting | 1 | EA | AUTO |  |  |  | review=Detected fitting text without a nearby duct size. / Missing confirmed duct dimensions. / Emitted as review-only NOTE row because PDF text does not prove the full 3D DATA contract. | Lay out.pdf page 5, line 386 | 0.35 | HOLD | NEEDS_GEOMETRY_REVIEW | Detected fitting text without a nearby duct size.; Missing confirmed duct dimensions.; Emitted as review-only NOTE row because PDF text does not prove the full 3D DATA contract.
NOTE | 3280 | PDF-P05 |  | RA |  |  | AI0328 |  |  |  |  | STRAIGHT | STRAIGHT_RECT |  | RECT | [5 empty] | CUSTOM | [18 empty] | 20 | 14 |  |  |  | 20 | 14 |  | 20 | 14 |  |  |  |  | NONE | [17 empty] | INLET |  | OUTLET | [13 empty] | AI-0328 | Straight Duct | Straight Duct | 1 | EA | AUTO |  |  |  | service=RA ¦ printed_size=20x14 in ¦ review=Straight duct has no confirmed centerline length or coordinates. / Emitted as review-only NOTE row because PDF text does not prove the full 3D DATA contract. ¦ TOD=171'-9" | Lay out.pdf page 5, line 392 | 0.77 | HOLD | NEEDS_GEOMETRY_REVIEW | Straight duct has no confirmed centerline length or coordinates.; Emitted as review-only NOTE row because PDF text does not prove the full 3D DATA contract.
NOTE | 3290 | PDF-P05 |  | EA |  |  | AI0329 |  |  |  |  | STRAIGHT | STRAIGHT_RECT |  | RECT | [5 empty] | CUSTOM | [18 empty] | 20 | 16 |  |  |  | 20 | 16 |  | 20 | 16 |  |  |  |  | NONE | [17 empty] | INLET |  | OUTLET | [13 empty] | AI-0329 | Straight Duct | Straight Duct | 1 | EA | AUTO |  |  |  | service=EA ¦ printed_size=20x16 in ¦ review=Straight duct has no confirmed centerline length or coordinates. / Emitted as review-only NOTE row because PDF text does not prove the full 3D DATA contract. ¦ airflow=3350 CFM ¦ TOD=170'-2" | Lay out.pdf page 5, line 409 | 0.82 | HOLD | NEEDS_GEOMETRY_REVIEW | Straight duct has no confirmed centerline length or coordinates.; Emitted as review-only NOTE row because PDF text does not prove the full 3D DATA contract.
NOTE | 3300 | PDF-P05 |  |  |  |  | AI0330 |  |  |  |  | STRAIGHT | STRAIGHT_UNKNOWN | [7 empty] | CUSTOM | [32 empty] | NONE | [17 empty] | INLET |  | OUTLET | [13 empty] | AI-0330 | Straight Duct | Straight Duct | 1 | EA | AUTO |  |  |  | review=Detected straight duct marker without a nearby duct size. / Missing confirmed duct dimensions. / Straight duct has no confirmed centerline length or coordinates. / Emitted as review-only NOTE row because PDF text does not prove the full 3D DATA contract. | Lay out.pdf page 5, line 413 | 0.32 | HOLD | NEEDS_GEOMETRY_REVIEW | Detected straight duct marker without a nearby duct size.; Missing confirmed duct dimensions.; Straight duct has no confirmed centerline length or coordinates.; Emitted as review-only NOTE row because PDF text does not prove the full 3D DATA contract.
NOTE | 3310 | PDF-P05 |  |  |  |  | AI0331 |  |  |  |  | FITTING | WYE_UNKNOWN | [7 empty] | CUSTOM | [32 empty] | WYE | [17 empty] | INLET |  | OUTLET | [13 empty] | AI-0331 | Wye Duct Fitting | Wye Duct Fitting | 1 | EA | AUTO |  |  |  | review=Detected fitting text without a nearby duct size. / Missing confirmed duct dimensions. / Branch fitting needs confirmed branch port geometry before DATA export. / Emitted as review-only NOTE row because PDF text does not prove the full 3D DATA contract. | Lay out.pdf page 5, line 421 | 0.35 | HOLD | NEEDS_GEOMETRY_REVIEW | Detected fitting text without a nearby duct size.; Missing confirmed duct dimensions.; Branch fitting needs confirmed branch port geometry before DATA export.; Emitted as review-only NOTE row because PDF text does not prove the full 3D DATA contract.
NOTE | 3320 | PDF-P05 |  | EA |  |  | AI0332 |  |  |  |  | STRAIGHT | STRAIGHT_RECT |  | RECT | [5 empty] | CUSTOM | [18 empty] | 12 | 10 |  |  |  | 12 | 10 |  | 12 | 10 |  |  |  |  | NONE | [17 empty] | INLET |  | OUTLET | [13 empty] | AI-0332 | Straight Duct | Straight Duct | 1 | EA | AUTO |  |  |  | service=EA ¦ printed_size=12x10 in ¦ review=Straight duct has no confirmed centerline length or coordinates. / Emitted as review-only NOTE row because PDF text does not prove the full 3D DATA contract. ¦ TOD=169'-11" | Lay out.pdf page 5, line 428 | 0.77 | HOLD | NEEDS_GEOMETRY_REVIEW | Straight duct has no confirmed centerline length or coordinates.; Emitted as review-only NOTE row because PDF text does not prove the full 3D DATA contract.
NOTE | 3330 | PDF-P05 |  |  |  |  | AI0333 |  |  |  |  | FITTING | ELBOW_UNKNOWN | [7 empty] | CUSTOM | [32 empty] | ELBOW | [17 empty] | INLET |  | OUTLET | [13 empty] | AI-0333 | Elbow Duct Fitting | Elbow Duct Fitting | 1 | EA | AUTO |  |  |  | review=Detected fitting text without a nearby duct size. / Missing confirmed duct dimensions. / Emitted as review-only NOTE row because PDF text does not prove the full 3D DATA contract. | Lay out.pdf page 5, line 480 | 0.35 | HOLD | NEEDS_GEOMETRY_REVIEW | Detected fitting text without a nearby duct size.; Missing confirmed duct dimensions.; Emitted as review-only NOTE row because PDF text does not prove the full 3D DATA contract.
NOTE | 3340 | PDF-P05 |  | RA |  |  | AI0334 |  |  |  |  | FITTING | ELBOW_RECT |  | RECT | [5 empty] | CUSTOM | [18 empty] | 30 | 24 |  |  |  | 30 | 24 |  | 30 | 24 |  |  |  |  | ELBOW | [17 empty] | INLET |  | OUTLET | [13 empty] | AI-0334 | Elbow Duct Fitting | Elbow Duct Fitting | 1 | EA | AUTO |  |  |  | service=RA ¦ printed_size=30x24 in ¦ review=Fitting token was associated from nearby PDF text context; verify grouping. / Emitted as review-only NOTE row because PDF text does not prove the full 3D DATA contract. ¦ TOD=172'-0" | Lay out.pdf page 5, line 481 | 0.8 | HOLD | NEEDS_GEOMETRY_REVIEW | Fitting token was associated from nearby PDF text context; verify grouping.; Emitted as review-only NOTE row because PDF text does not prove the full 3D DATA contract.
NOTE | 3350 | PDF-P05 |  |  |  |  | AI0335 |  |  |  |  | STRAIGHT | STRAIGHT_UNKNOWN | [7 empty] | CUSTOM | [32 empty] | NONE | [17 empty] | INLET |  | OUTLET | [13 empty] | AI-0335 | Straight Duct | Straight Duct | 1 | EA | AUTO |  |  |  | review=Detected straight duct marker without a nearby duct size. / Missing confirmed duct dimensions. / Straight duct has no confirmed centerline length or coordinates. / Emitted as review-only NOTE row because PDF text does not prove the full 3D DATA contract. | Lay out.pdf page 5, line 488 | 0.32 | HOLD | NEEDS_GEOMETRY_REVIEW | Detected straight duct marker without a nearby duct size.; Missing confirmed duct dimensions.; Straight duct has no confirmed centerline length or coordinates.; Emitted as review-only NOTE row because PDF text does not prove the full 3D DATA contract.
NOTE | 3360 | PDF-P05 |  | RA |  |  | AI0336 |  |  |  |  | STRAIGHT | STRAIGHT_RECT |  | RECT | [5 empty] | CUSTOM | [18 empty] | 28 | 24 |  |  |  | 28 | 24 |  | 28 | 24 |  |  |  |  | NONE | [17 empty] | INLET |  | OUTLET | [13 empty] | AI-0336 | Straight Duct | Straight Duct | 1 | EA | AUTO |  |  |  | service=RA ¦ printed_size=28x24 in ¦ review=Straight duct has no confirmed centerline length or coordinates. / Emitted as review-only NOTE row because PDF text does not prove the full 3D DATA contract. ¦ TOD=172'-0" | Lay out.pdf page 5, line 497 | 0.77 | HOLD | NEEDS_GEOMETRY_REVIEW | Straight duct has no confirmed centerline length or coordinates.; Emitted as review-only NOTE row because PDF text does not prove the full 3D DATA contract.
NOTE | 3370 | PDF-P05 |  | RA |  |  | AI0337 |  |  |  |  | STRAIGHT | STRAIGHT_RECT |  | RECT | [5 empty] | CUSTOM | [18 empty] | 14 | 20 |  |  |  | 14 | 20 |  | 14 | 20 |  |  |  |  | NONE | [17 empty] | INLET |  | OUTLET | [13 empty] | AI-0337 | Straight Duct | Straight Duct | 1 | EA | AUTO |  |  |  | service=RA ¦ printed_size=14x20 in ¦ review=Straight duct has no confirmed centerline length or coordinates. / Emitted as review-only NOTE row because PDF text does not prove the full 3D DATA contract. ¦ TOD=172'-0" | Lay out.pdf page 5, line 499 | 0.77 | HOLD | NEEDS_GEOMETRY_REVIEW | Straight duct has no confirmed centerline length or coordinates.; Emitted as review-only NOTE row because PDF text does not prove the full 3D DATA contract.
NOTE | 3380 | PDF-P05 |  | RA |  |  | AI0338 |  |  |  |  | STRAIGHT | STRAIGHT_RECT |  | RECT | [5 empty] | CUSTOM | [18 empty] | 14 | 20 |  |  |  | 14 | 20 |  | 14 | 20 |  |  |  |  | NONE | [17 empty] | INLET |  | OUTLET | [13 empty] | AI-0338 | Straight Duct | Straight Duct | 1 | EA | AUTO |  |  |  | service=RA ¦ printed_size=14x20 in ¦ review=Straight duct has no confirmed centerline length or coordinates. / Emitted as review-only NOTE row because PDF text does not prove the full 3D DATA contract. ¦ TOD=171'-10" | Lay out.pdf page 5, line 502 | 0.77 | HOLD | NEEDS_GEOMETRY_REVIEW | Straight duct has no confirmed centerline length or coordinates.; Emitted as review-only NOTE row because PDF text does not prove the full 3D DATA contract.
NOTE | 3390 | PDF-P05 |  | EA |  |  | AI0339 |  |  |  |  | STRAIGHT | STRAIGHT_RECT |  | RECT | [5 empty] | CUSTOM | [18 empty] | 14 | 12 |  |  |  | 14 | 12 |  | 14 | 12 |  |  |  |  | NONE | [17 empty] | INLET |  | OUTLET | [13 empty] | AI-0339 | Straight Duct | Straight Duct | 1 | EA | AUTO |  |  |  | service=EA ¦ printed_size=14x12 in ¦ review=Straight duct has no confirmed centerline length or coordinates. / Emitted as review-only NOTE row because PDF text does not prove the full 3D DATA contract. ¦ airflow=950 CFM ¦ TOD=170'-0" | Lay out.pdf page 5, line 520 | 0.82 | HOLD | NEEDS_GEOMETRY_REVIEW | Straight duct has no confirmed centerline length or coordinates.; Emitted as review-only NOTE row because PDF text does not prove the full 3D DATA contract.
NOTE | 3400 | PDF-P05 |  | RA |  |  | AI0340 |  |  |  |  | STRAIGHT | STRAIGHT_RECT |  | RECT | [5 empty] | CUSTOM | [18 empty] | 14 | 20 |  |  |  | 14 | 20 |  | 14 | 20 |  |  |  |  | NONE | [17 empty] | INLET |  | OUTLET | [13 empty] | AI-0340 | Straight Duct | Straight Duct | 1 | EA | AUTO |  |  |  | service=RA ¦ printed_size=14x20 in ¦ review=Straight duct has no confirmed centerline length or coordinates. / Emitted as review-only NOTE row because PDF text does not prove the full 3D DATA contract. ¦ TOD=170'-6 | Lay out.pdf page 5, line 542 | 0.77 | HOLD | NEEDS_GEOMETRY_REVIEW | Straight duct has no confirmed centerline length or coordinates.; Emitted as review-only NOTE row because PDF text does not prove the full 3D DATA contract.
NOTE | 3410 | PDF-P05 |  | RA |  |  | AI0341 |  |  |  |  | STRAIGHT | STRAIGHT_RECT |  | RECT | [5 empty] | CUSTOM | [18 empty] | 14 | 20 |  |  |  | 14 | 20 |  | 14 | 20 |  |  |  |  | NONE | [17 empty] | INLET |  | OUTLET | [13 empty] | AI-0341 | Straight Duct | Straight Duct | 1 | EA | AUTO |  |  |  | service=RA ¦ printed_size=14x20 in ¦ review=Straight duct has no confirmed centerline length or coordinates. / Emitted as review-only NOTE row because PDF text does not prove the full 3D DATA contract. ¦ TOD=170'-6 | Lay out.pdf page 5, line 545 | 0.77 | HOLD | NEEDS_GEOMETRY_REVIEW | Straight duct has no confirmed centerline length or coordinates.; Emitted as review-only NOTE row because PDF text does not prove the full 3D DATA contract.
NOTE | 3420 | PDF-P05 |  |  |  |  | AI0342 |  |  |  |  | STRAIGHT | STRAIGHT_UNKNOWN | [7 empty] | CUSTOM | [32 empty] | NONE | [17 empty] | INLET |  | OUTLET | [13 empty] | AI-0342 | Straight Duct | Straight Duct | 1 | EA | AUTO |  |  |  | review=Detected straight duct marker without a nearby duct size. / Missing confirmed duct dimensions. / Straight duct has no confirmed centerline length or coordinates. / Emitted as review-only NOTE row because PDF text does not prove the full 3D DATA contract. | Lay out.pdf page 5, line 547 | 0.32 | HOLD | NEEDS_GEOMETRY_REVIEW | Detected straight duct marker without a nearby duct size.; Missing confirmed duct dimensions.; Straight duct has no confirmed centerline length or coordinates.; Emitted as review-only NOTE row because PDF text does not prove the full 3D DATA contract.
NOTE | 3430 | PDF-P05 |  |  |  |  | AI0343 |  |  |  |  | FITTING | ELBOW_UNKNOWN | [7 empty] | CUSTOM | [32 empty] | ELBOW | [17 empty] | INLET |  | OUTLET | [13 empty] | AI-0343 | Elbow Duct Fitting | Elbow Duct Fitting | 1 | EA | AUTO |  |  |  | review=Detected fitting text without a nearby duct size. / Missing confirmed duct dimensions. / Emitted as review-only NOTE row because PDF text does not prove the full 3D DATA contract. | Lay out.pdf page 5, line 549 | 0.35 | HOLD | NEEDS_GEOMETRY_REVIEW | Detected fitting text without a nearby duct size.; Missing confirmed duct dimensions.; Emitted as review-only NOTE row because PDF text does not prove the full 3D DATA contract.
NOTE | 3440 | PDF-P05 |  |  |  |  | AI0344 |  |  |  |  | FITTING | ELBOW_UNKNOWN | [7 empty] | CUSTOM | [32 empty] | ELBOW | [17 empty] | INLET |  | OUTLET | [13 empty] | AI-0344 | Elbow Duct Fitting | Elbow Duct Fitting | 1 | EA | AUTO |  |  |  | review=Detected fitting text without a nearby duct size. / Missing confirmed duct dimensions. / Emitted as review-only NOTE row because PDF text does not prove the full 3D DATA contract. | Lay out.pdf page 5, line 551 | 0.35 | HOLD | NEEDS_GEOMETRY_REVIEW | Detected fitting text without a nearby duct size.; Missing confirmed duct dimensions.; Emitted as review-only NOTE row because PDF text does not prove the full 3D DATA contract.
NOTE | 3450 | PDF-P05 |  |  |  |  | AI0345 |  |  |  |  | STRAIGHT | STRAIGHT_UNKNOWN | [7 empty] | CUSTOM | [32 empty] | NONE | [17 empty] | INLET |  | OUTLET | [13 empty] | AI-0345 | Straight Duct | Straight Duct | 1 | EA | AUTO |  |  |  | review=Detected straight duct marker without a nearby duct size. / Missing confirmed duct dimensions. / Straight duct has no confirmed centerline length or coordinates. / Emitted as review-only NOTE row because PDF text does not prove the full 3D DATA contract. | Lay out.pdf page 5, line 553 | 0.32 | HOLD | NEEDS_GEOMETRY_REVIEW | Detected straight duct marker without a nearby duct size.; Missing confirmed duct dimensions.; Straight duct has no confirmed centerline length or coordinates.; Emitted as review-only NOTE row because PDF text does not prove the full 3D DATA contract.
NOTE | 3460 | PDF-P05 |  | RA |  |  | AI0346 |  |  |  |  | STRAIGHT | STRAIGHT_RECT |  | RECT | [5 empty] | CUSTOM | [16 empty] | 9 | 9 | 14 | 24 |  |  |  | 14 | 24 |  | 14 | 24 |  |  |  |  | NONE | [17 empty] | INLET |  | OUTLET | [13 empty] | AI-0346 | Straight Duct | Straight Duct | 1 | EA | AUTO |  |  |  | service=RA ¦ printed_size=14x24 in ¦ review=Straight length was associated from nearby PDF text context; verify grouping. / Emitted as review-only NOTE row because PDF text does not prove the full 3D DATA contract. ¦ TOD=172'-0" | Lay out.pdf page 5, line 560 | 0.82 | HOLD | NEEDS_GEOMETRY_REVIEW | Straight length was associated from nearby PDF text context; verify grouping.; Emitted as review-only NOTE row because PDF text does not prove the full 3D DATA contract.
NOTE | 3470 | PDF-P05 |  |  |  |  | AI0347 |  |  |  |  | STRAIGHT | STRAIGHT_UNKNOWN | [7 empty] | CUSTOM | [32 empty] | NONE | [17 empty] | INLET |  | OUTLET | [13 empty] | AI-0347 | Straight Duct | Straight Duct | 1 | EA | AUTO |  |  |  | review=Detected straight duct marker without a nearby duct size. / Missing confirmed duct dimensions. / Straight duct has no confirmed centerline length or coordinates. / Emitted as review-only NOTE row because PDF text does not prove the full 3D DATA contract. | Lay out.pdf page 5, line 563 | 0.32 | HOLD | NEEDS_GEOMETRY_REVIEW | Detected straight duct marker without a nearby duct size.; Missing confirmed duct dimensions.; Straight duct has no confirmed centerline length or coordinates.; Emitted as review-only NOTE row because PDF text does not prove the full 3D DATA contract.
NOTE | 3480 | PDF-P05 |  |  |  |  | AI0348 |  |  |  |  | FITTING | WYE_UNKNOWN | [7 empty] | CUSTOM | [32 empty] | WYE | [17 empty] | INLET |  | OUTLET | [13 empty] | AI-0348 | Wye Duct Fitting | Wye Duct Fitting | 1 | EA | AUTO |  |  |  | review=Detected fitting text without a nearby duct size. / Missing confirmed duct dimensions. / Branch fitting needs confirmed branch port geometry before DATA export. / Emitted as review-only NOTE row because PDF text does not prove the full 3D DATA contract. | Lay out.pdf page 5, line 565 | 0.35 | HOLD | NEEDS_GEOMETRY_REVIEW | Detected fitting text without a nearby duct size.; Missing confirmed duct dimensions.; Branch fitting needs confirmed branch port geometry before DATA export.; Emitted as review-only NOTE row because PDF text does not prove the full 3D DATA contract.
NOTE | 3490 | PDF-P05 |  |  |  |  | AI0349 |  |  |  |  | FITTING | WYE_UNKNOWN | [7 empty] | CUSTOM | [32 empty] | WYE | [17 empty] | INLET |  | OUTLET | [13 empty] | AI-0349 | Wye Duct Fitting | Wye Duct Fitting | 1 | EA | AUTO |  |  |  | review=Detected fitting text without a nearby duct size. / Missing confirmed duct dimensions. / Branch fitting needs confirmed branch port geometry before DATA export. / Emitted as review-only NOTE row because PDF text does not prove the full 3D DATA contract. | Lay out.pdf page 5, line 567 | 0.35 | HOLD | NEEDS_GEOMETRY_REVIEW | Detected fitting text without a nearby duct size.; Missing confirmed duct dimensions.; Branch fitting needs confirmed branch port geometry before DATA export.; Emitted as review-only NOTE row because PDF text does not prove the full 3D DATA contract.
NOTE | 3500 | PDF-P05 |  |  |  |  | AI0350 |  |  |  |  | STRAIGHT | STRAIGHT_UNKNOWN | [7 empty] | CUSTOM | [32 empty] | NONE | [17 empty] | INLET |  | OUTLET | [13 empty] | AI-0350 | Straight Duct | Straight Duct | 1 | EA | AUTO |  |  |  | review=Detected straight duct marker without a nearby duct size. / Missing confirmed duct dimensions. / Straight duct has no confirmed centerline length or coordinates. / Emitted as review-only NOTE row because PDF text does not prove the full 3D DATA contract. | Lay out.pdf page 5, line 568 | 0.32 | HOLD | NEEDS_GEOMETRY_REVIEW | Detected straight duct marker without a nearby duct size.; Missing confirmed duct dimensions.; Straight duct has no confirmed centerline length or coordinates.; Emitted as review-only NOTE row because PDF text does not prove the full 3D DATA contract.
NOTE | 3510 | PDF-P05 |  | RA |  |  | AI0351 |  |  |  |  | STRAIGHT | STRAIGHT_RECT |  | RECT | [5 empty] | CUSTOM | [18 empty] | 14 | 20 |  |  |  | 14 | 20 |  | 14 | 20 |  |  |  |  | NONE | [17 empty] | INLET |  | OUTLET | [13 empty] | AI-0351 | Straight Duct | Straight Duct | 1 | EA | AUTO |  |  |  | service=RA ¦ printed_size=14x20 in ¦ review=Straight duct has no confirmed centerline length or coordinates. / Emitted as review-only NOTE row because PDF text does not prove the full 3D DATA contract. ¦ TOD=171'-10" | Lay out.pdf page 5, line 571 | 0.77 | HOLD | NEEDS_GEOMETRY_REVIEW | Straight duct has no confirmed centerline length or coordinates.; Emitted as review-only NOTE row because PDF text does not prove the full 3D DATA contract.
NOTE | 3520 | PDF-P05 |  |  |  |  | AI0352 |  |  |  |  | FITTING | ELBOW_UNKNOWN | [7 empty] | CUSTOM | [32 empty] | ELBOW | [17 empty] | INLET |  | OUTLET | [13 empty] | AI-0352 | Elbow Duct Fitting | Elbow Duct Fitting | 1 | EA | AUTO |  |  |  | review=Detected fitting text without a nearby duct size. / Missing confirmed duct dimensions. / Emitted as review-only NOTE row because PDF text does not prove the full 3D DATA contract. | Lay out.pdf page 5, line 575 | 0.35 | HOLD | NEEDS_GEOMETRY_REVIEW | Detected fitting text without a nearby duct size.; Missing confirmed duct dimensions.; Emitted as review-only NOTE row because PDF text does not prove the full 3D DATA contract.
NOTE | 3530 | PDF-P05 |  |  |  |  | AI0353 |  |  |  |  | STRAIGHT | STRAIGHT_UNKNOWN | [7 empty] | CUSTOM | [32 empty] | NONE | [17 empty] | INLET |  | OUTLET | [13 empty] | AI-0353 | Straight Duct | Straight Duct | 1 | EA | AUTO |  |  |  | review=Detected straight duct marker without a nearby duct size. / Missing confirmed duct dimensions. / Straight duct has no confirmed centerline length or coordinates. / Emitted as review-only NOTE row because PDF text does not prove the full 3D DATA contract. | Lay out.pdf page 5, line 576 | 0.32 | HOLD | NEEDS_GEOMETRY_REVIEW | Detected straight duct marker without a nearby duct size.; Missing confirmed duct dimensions.; Straight duct has no confirmed centerline length or coordinates.; Emitted as review-only NOTE row because PDF text does not prove the full 3D DATA contract.
NOTE | 3540 | PDF-P05 |  |  |  |  | AI0354 |  |  |  |  | STRAIGHT | STRAIGHT_UNKNOWN | [7 empty] | CUSTOM | [32 empty] | NONE | [17 empty] | INLET |  | OUTLET | [13 empty] | AI-0354 | Straight Duct | Straight Duct | 1 | EA | AUTO |  |  |  | review=Detected straight duct marker without a nearby duct size. / Missing confirmed duct dimensions. / Straight duct has no confirmed centerline length or coordinates. / Emitted as review-only NOTE row because PDF text does not prove the full 3D DATA contract. | Lay out.pdf page 5, line 577 | 0.32 | HOLD | NEEDS_GEOMETRY_REVIEW | Detected straight duct marker without a nearby duct size.; Missing confirmed duct dimensions.; Straight duct has no confirmed centerline length or coordinates.; Emitted as review-only NOTE row because PDF text does not prove the full 3D DATA contract.
NOTE | 3550 | PDF-P05 |  |  |  |  | AI0355 |  |  |  |  | FITTING | ELBOW_UNKNOWN | [7 empty] | CUSTOM | [32 empty] | ELBOW | [17 empty] | INLET |  | OUTLET | [13 empty] | AI-0355 | Elbow Duct Fitting | Elbow Duct Fitting | 1 | EA | AUTO |  |  |  | review=Detected fitting text without a nearby duct size. / Missing confirmed duct dimensions. / Emitted as review-only NOTE row because PDF text does not prove the full 3D DATA contract. | Lay out.pdf page 5, line 579 | 0.35 | HOLD | NEEDS_GEOMETRY_REVIEW | Detected fitting text without a nearby duct size.; Missing confirmed duct dimensions.; Emitted as review-only NOTE row because PDF text does not prove the full 3D DATA contract.
NOTE | 3560 | PDF-P05 |  | RA |  |  | AI0356 |  |  |  |  | FITTING | ELBOW_RECT |  | RECT | [5 empty] | CUSTOM | [18 empty] | 14 | 20 |  |  |  | 14 | 20 |  | 14 | 20 |  |  |  |  | ELBOW | [17 empty] | INLET |  | OUTLET | [13 empty] | AI-0356 | Elbow Duct Fitting | Elbow Duct Fitting | 1 | EA | AUTO |  |  |  | service=RA ¦ printed_size=14x20 in ¦ review=Fitting token was associated from nearby PDF text context; verify grouping. / Emitted as review-only NOTE row because PDF text does not prove the full 3D DATA contract. ¦ TOD=170'-6 | Lay out.pdf page 5, line 582 | 0.8 | HOLD | NEEDS_GEOMETRY_REVIEW | Fitting token was associated from nearby PDF text context; verify grouping.; Emitted as review-only NOTE row because PDF text does not prove the full 3D DATA contract.
NOTE | 3570 | PDF-P05 |  | RA |  |  | AI0357 |  |  |  |  | STRAIGHT | STRAIGHT_RECT |  | RECT | [5 empty] | CUSTOM | [18 empty] | 14 | 20 |  |  |  | 14 | 20 |  | 14 | 20 |  |  |  |  | NONE | [17 empty] | INLET |  | OUTLET | [13 empty] | AI-0357 | Straight Duct | Straight Duct | 1 | EA | AUTO |  |  |  | service=RA ¦ printed_size=14x20 in ¦ review=Straight duct has no confirmed centerline length or coordinates. / Emitted as review-only NOTE row because PDF text does not prove the full 3D DATA contract. ¦ TOD=171'-10" | Lay out.pdf page 5, line 591 | 0.77 | HOLD | NEEDS_GEOMETRY_REVIEW | Straight duct has no confirmed centerline length or coordinates.; Emitted as review-only NOTE row because PDF text does not prove the full 3D DATA contract.
NOTE | 3580 | PDF-P05 |  | RA |  |  | AI0358 |  |  |  |  | STRAIGHT | STRAIGHT_RECT |  | RECT | [5 empty] | CUSTOM | [18 empty] | 14 | 20 |  |  |  | 14 | 20 |  | 14 | 20 |  |  |  |  | NONE | [17 empty] | INLET |  | OUTLET | [13 empty] | AI-0358 | Straight Duct | Straight Duct | 1 | EA | AUTO |  |  |  | service=RA ¦ printed_size=14x20 in ¦ review=Straight duct has no confirmed centerline length or coordinates. / Emitted as review-only NOTE row because PDF text does not prove the full 3D DATA contract. ¦ TOD=171'-10" | Lay out.pdf page 5, line 595 | 0.77 | HOLD | NEEDS_GEOMETRY_REVIEW | Straight duct has no confirmed centerline length or coordinates.; Emitted as review-only NOTE row because PDF text does not prove the full 3D DATA contract.
NOTE | 3590 | PDF-P05 |  |  |  |  | AI0359 |  |  |  |  | FITTING | ELBOW_UNKNOWN | [7 empty] | CUSTOM | [32 empty] | ELBOW | [17 empty] | INLET |  | OUTLET | [13 empty] | AI-0359 | Elbow Duct Fitting | Elbow Duct Fitting | 1 | EA | AUTO |  |  |  | review=Detected fitting text without a nearby duct size. / Missing confirmed duct dimensions. / Emitted as review-only NOTE row because PDF text does not prove the full 3D DATA contract. | Lay out.pdf page 5, line 609 | 0.35 | HOLD | NEEDS_GEOMETRY_REVIEW | Detected fitting text without a nearby duct size.; Missing confirmed duct dimensions.; Emitted as review-only NOTE row because PDF text does not prove the full 3D DATA contract.
NOTE | 3600 | PDF-P05 |  | SA |  |  | AI0360 |  |  |  |  | STRAIGHT | STRAIGHT_RECT |  | RECT | [5 empty] | CUSTOM | [18 empty] | 20 | 12 |  |  |  | 20 | 12 |  | 20 | 12 |  |  |  |  | NONE | [17 empty] | INLET |  | OUTLET | [13 empty] | AI-0360 | Straight Duct | Straight Duct | 1 | EA | AUTO |  |  |  | service=SA ¦ printed_size=20x12 in ¦ review=Straight duct has no confirmed centerline length or coordinates. / Emitted as review-only NOTE row because PDF text does not prove the full 3D DATA contract. ¦ airflow=1600 CFM ¦ TOD=170'-8" | Lay out.pdf page 5, line 619 | 0.82 | HOLD | NEEDS_GEOMETRY_REVIEW | Straight duct has no confirmed centerline length or coordinates.; Emitted as review-only NOTE row because PDF text does not prove the full 3D DATA contract.
NOTE | 3610 | PDF-P05 |  | SA |  |  | AI0361 |  |  |  |  | STRAIGHT | STRAIGHT_RECT |  | RECT | [5 empty] | CUSTOM | [18 empty] | 14 | 12 |  |  |  | 14 | 12 |  | 14 | 12 |  |  |  |  | NONE | [17 empty] | INLET |  | OUTLET | [13 empty] | AI-0361 | Straight Duct | Straight Duct | 1 | EA | AUTO |  |  |  | service=SA ¦ printed_size=14x12 in ¦ review=Straight duct has no confirmed centerline length or coordinates. / Emitted as review-only NOTE row because PDF text does not prove the full 3D DATA contract. ¦ TOD=170'-8" | Lay out.pdf page 5, line 628 | 0.77 | HOLD | NEEDS_GEOMETRY_REVIEW | Straight duct has no confirmed centerline length or coordinates.; Emitted as review-only NOTE row because PDF text does not prove the full 3D DATA contract.
NOTE | 3620 | PDF-P05 |  |  |  |  | AI0362 |  |  |  |  | FITTING | ELBOW_UNKNOWN | [7 empty] | CUSTOM | [32 empty] | ELBOW | [17 empty] | INLET |  | OUTLET | [13 empty] | AI-0362 | Elbow Duct Fitting | Elbow Duct Fitting | 1 | EA | AUTO |  |  |  | review=Detected fitting text without a nearby duct size. / Missing confirmed duct dimensions. / Emitted as review-only NOTE row because PDF text does not prove the full 3D DATA contract. | Lay out.pdf page 5, line 634 | 0.35 | HOLD | NEEDS_GEOMETRY_REVIEW | Detected fitting text without a nearby duct size.; Missing confirmed duct dimensions.; Emitted as review-only NOTE row because PDF text does not prove the full 3D DATA contract.
NOTE | 3630 | PDF-P05 |  |  |  |  | AI0363 |  |  |  |  | STRAIGHT | STRAIGHT_UNKNOWN | [7 empty] | CUSTOM | [32 empty] | NONE | [17 empty] | INLET |  | OUTLET | [13 empty] | AI-0363 | Straight Duct | Straight Duct | 1 | EA | AUTO |  |  |  | review=Detected straight duct marker without a nearby duct size. / Missing confirmed duct dimensions. / Straight duct has no confirmed centerline length or coordinates. / Emitted as review-only NOTE row because PDF text does not prove the full 3D DATA contract. | Lay out.pdf page 5, line 635 | 0.32 | HOLD | NEEDS_GEOMETRY_REVIEW | Detected straight duct marker without a nearby duct size.; Missing confirmed duct dimensions.; Straight duct has no confirmed centerline length or coordinates.; Emitted as review-only NOTE row because PDF text does not prove the full 3D DATA contract.
NOTE | 3640 | PDF-P05 |  |  |  |  | AI0364 |  |  |  |  | STRAIGHT | STRAIGHT_UNKNOWN | [7 empty] | CUSTOM | [32 empty] | NONE | [17 empty] | INLET |  | OUTLET | [13 empty] | AI-0364 | Straight Duct | Straight Duct | 1 | EA | AUTO |  |  |  | review=Detected straight duct marker without a nearby duct size. / Missing confirmed duct dimensions. / Straight duct has no confirmed centerline length or coordinates. / Emitted as review-only NOTE row because PDF text does not prove the full 3D DATA contract. | Lay out.pdf page 5, line 636 | 0.32 | HOLD | NEEDS_GEOMETRY_REVIEW | Detected straight duct marker without a nearby duct size.; Missing confirmed duct dimensions.; Straight duct has no confirmed centerline length or coordinates.; Emitted as review-only NOTE row because PDF text does not prove the full 3D DATA contract.
NOTE | 3650 | PDF-P05 |  |  |  |  | AI0365 |  |  |  |  | FITTING | ELBOW_UNKNOWN | [7 empty] | CUSTOM | [32 empty] | ELBOW | [17 empty] | INLET |  | OUTLET | [13 empty] | AI-0365 | Elbow Duct Fitting | Elbow Duct Fitting | 1 | EA | AUTO |  |  |  | review=Detected fitting text without a nearby duct size. / Missing confirmed duct dimensions. / Emitted as review-only NOTE row because PDF text does not prove the full 3D DATA contract. | Lay out.pdf page 5, line 638 | 0.35 | HOLD | NEEDS_GEOMETRY_REVIEW | Detected fitting text without a nearby duct size.; Missing confirmed duct dimensions.; Emitted as review-only NOTE row because PDF text does not prove the full 3D DATA contract.
NOTE | 3660 | PDF-P05 |  | SA |  |  | AI0366 |  |  |  |  | STRAIGHT | STRAIGHT_RECT |  | RECT | [5 empty] | CUSTOM | [18 empty] | 14 | 12 |  |  |  | 14 | 12 |  | 14 | 12 |  |  |  |  | NONE | [17 empty] | INLET |  | OUTLET | [13 empty] | AI-0366 | Straight Duct | Straight Duct | 1 | EA | AUTO |  |  |  | service=SA ¦ printed_size=14x12 in ¦ review=Straight duct has no confirmed centerline length or coordinates. / Emitted as review-only NOTE row because PDF text does not prove the full 3D DATA contract. ¦ TOD=172'-6" | Lay out.pdf page 5, line 639 | 0.77 | HOLD | NEEDS_GEOMETRY_REVIEW | Straight duct has no confirmed centerline length or coordinates.; Emitted as review-only NOTE row because PDF text does not prove the full 3D DATA contract.
NOTE | 3670 | PDF-P05 |  |  |  |  | AI0367 |  |  |  |  | STRAIGHT | STRAIGHT_UNKNOWN | [7 empty] | CUSTOM | [32 empty] | NONE | [17 empty] | INLET |  | OUTLET | [13 empty] | AI-0367 | Straight Duct | Straight Duct | 1 | EA | AUTO |  |  |  | review=Detected straight duct marker without a nearby duct size. / Missing confirmed duct dimensions. / Straight duct has no confirmed centerline length or coordinates. / Emitted as review-only NOTE row because PDF text does not prove the full 3D DATA contract. | Lay out.pdf page 5, line 643 | 0.32 | HOLD | NEEDS_GEOMETRY_REVIEW | Detected straight duct marker without a nearby duct size.; Missing confirmed duct dimensions.; Straight duct has no confirmed centerline length or coordinates.; Emitted as review-only NOTE row because PDF text does not prove the full 3D DATA contract.
NOTE | 3680 | PDF-P05 |  |  |  |  | AI0368 |  |  |  |  | FITTING | ELBOW_UNKNOWN | [7 empty] | CUSTOM | [32 empty] | ELBOW | [17 empty] | INLET |  | OUTLET | [13 empty] | AI-0368 | Elbow Duct Fitting | Elbow Duct Fitting | 1 | EA | AUTO |  |  |  | review=Detected fitting text without a nearby duct size. / Missing confirmed duct dimensions. / Emitted as review-only NOTE row because PDF text does not prove the full 3D DATA contract. | Lay out.pdf page 5, line 644 | 0.35 | HOLD | NEEDS_GEOMETRY_REVIEW | Detected fitting text without a nearby duct size.; Missing confirmed duct dimensions.; Emitted as review-only NOTE row because PDF text does not prove the full 3D DATA contract.
NOTE | 3690 | PDF-P05 |  |  |  |  | AI0369 |  |  |  |  | FITTING | ELBOW_UNKNOWN | [7 empty] | CUSTOM | [32 empty] | ELBOW | [17 empty] | INLET |  | OUTLET | [13 empty] | AI-0369 | Elbow Duct Fitting | Elbow Duct Fitting | 1 | EA | AUTO |  |  |  | review=Detected fitting text without a nearby duct size. / Missing confirmed duct dimensions. / Emitted as review-only NOTE row because PDF text does not prove the full 3D DATA contract. | Lay out.pdf page 5, line 648 | 0.35 | HOLD | NEEDS_GEOMETRY_REVIEW | Detected fitting text without a nearby duct size.; Missing confirmed duct dimensions.; Emitted as review-only NOTE row because PDF text does not prove the full 3D DATA contract.
NOTE | 3700 | PDF-P05 |  |  |  |  | AI0370 |  |  |  |  | FITTING | ELBOW_UNKNOWN | [7 empty] | CUSTOM | [32 empty] | ELBOW | [17 empty] | INLET |  | OUTLET | [13 empty] | AI-0370 | Elbow Duct Fitting | Elbow Duct Fitting | 1 | EA | AUTO |  |  |  | review=Detected fitting text without a nearby duct size. / Missing confirmed duct dimensions. / Emitted as review-only NOTE row because PDF text does not prove the full 3D DATA contract. | Lay out.pdf page 5, line 650 | 0.35 | HOLD | NEEDS_GEOMETRY_REVIEW | Detected fitting text without a nearby duct size.; Missing confirmed duct dimensions.; Emitted as review-only NOTE row because PDF text does not prove the full 3D DATA contract.
NOTE | 3710 | PDF-P05 |  |  |  |  | AI0371 |  |  |  |  | STRAIGHT | STRAIGHT_UNKNOWN | [7 empty] | CUSTOM | [32 empty] | NONE | [17 empty] | INLET |  | OUTLET | [13 empty] | AI-0371 | Straight Duct | Straight Duct | 1 | EA | AUTO |  |  |  | review=Detected straight duct marker without a nearby duct size. / Missing confirmed duct dimensions. / Straight duct has no confirmed centerline length or coordinates. / Emitted as review-only NOTE row because PDF text does not prove the full 3D DATA contract. | Lay out.pdf page 5, line 652 | 0.32 | HOLD | NEEDS_GEOMETRY_REVIEW | Detected straight duct marker without a nearby duct size.; Missing confirmed duct dimensions.; Straight duct has no confirmed centerline length or coordinates.; Emitted as review-only NOTE row because PDF text does not prove the full 3D DATA contract.
NOTE | 3720 | PDF-P05 |  |  |  |  | AI0372 |  |  |  |  | FITTING | ELBOW_UNKNOWN | [7 empty] | CUSTOM | [32 empty] | ELBOW | [17 empty] | INLET |  | OUTLET | [13 empty] | AI-0372 | Elbow Duct Fitting | Elbow Duct Fitting | 1 | EA | AUTO |  |  |  | review=Detected fitting text without a nearby duct size. / Missing confirmed duct dimensions. / Emitted as review-only NOTE row because PDF text does not prove the full 3D DATA contract. | Lay out.pdf page 5, line 655 | 0.35 | HOLD | NEEDS_GEOMETRY_REVIEW | Detected fitting text without a nearby duct size.; Missing confirmed duct dimensions.; Emitted as review-only NOTE row because PDF text does not prove the full 3D DATA contract.
NOTE | 3730 | PDF-P05 |  |  |  |  | AI0373 |  |  |  |  | FITTING | ELBOW_UNKNOWN | [7 empty] | CUSTOM | [32 empty] | ELBOW | [17 empty] | INLET |  | OUTLET | [13 empty] | AI-0373 | Elbow Duct Fitting | Elbow Duct Fitting | 1 | EA | AUTO |  |  |  | review=Detected fitting text without a nearby duct size. / Missing confirmed duct dimensions. / Emitted as review-only NOTE row because PDF text does not prove the full 3D DATA contract. | Lay out.pdf page 5, line 664 | 0.35 | HOLD | NEEDS_GEOMETRY_REVIEW | Detected fitting text without a nearby duct size.; Missing confirmed duct dimensions.; Emitted as review-only NOTE row because PDF text does not prove the full 3D DATA contract.
NOTE | 3740 | PDF-P05 |  | SA |  |  | AI0374 |  |  |  |  | FITTING | ELBOW_RECT |  | RECT | [5 empty] | CUSTOM | [18 empty] | 14 | 12 |  |  |  | 14 | 12 |  | 14 | 12 |  |  |  |  | ELBOW | [17 empty] | INLET |  | OUTLET | [13 empty] | AI-0374 | Elbow Duct Fitting | Elbow Duct Fitting | 1 | EA | AUTO |  |  |  | service=SA ¦ printed_size=14x12 in ¦ review=Fitting token was associated from nearby PDF text context; verify grouping. / Emitted as review-only NOTE row because PDF text does not prove the full 3D DATA contract. ¦ TOD=170'-8" | Lay out.pdf page 5, line 666 | 0.8 | HOLD | NEEDS_GEOMETRY_REVIEW | Fitting token was associated from nearby PDF text context; verify grouping.; Emitted as review-only NOTE row because PDF text does not prove the full 3D DATA contract.
NOTE | 3750 | PDF-P05 |  |  |  |  | AI0375 |  |  |  |  | FITTING | ELBOW_UNKNOWN | [7 empty] | CUSTOM | [32 empty] | ELBOW | [17 empty] | INLET |  | OUTLET | [13 empty] | AI-0375 | Elbow Duct Fitting | Elbow Duct Fitting | 1 | EA | AUTO |  |  |  | review=Detected fitting text without a nearby duct size. / Missing confirmed duct dimensions. / Emitted as review-only NOTE row because PDF text does not prove the full 3D DATA contract. | Lay out.pdf page 5, line 675 | 0.35 | HOLD | NEEDS_GEOMETRY_REVIEW | Detected fitting text without a nearby duct size.; Missing confirmed duct dimensions.; Emitted as review-only NOTE row because PDF text does not prove the full 3D DATA contract.
NOTE | 3760 | PDF-P05 |  | SA |  |  | AI0376 |  |  |  |  | FITTING | ELBOW_RECT |  | RECT | [5 empty] | CUSTOM | [18 empty] | 14 | 12 |  |  |  | 14 | 12 |  | 14 | 12 |  |  |  |  | ELBOW | [17 empty] | INLET |  | OUTLET | [13 empty] | AI-0376 | Elbow Duct Fitting | Elbow Duct Fitting | 1 | EA | AUTO |  |  |  | service=SA ¦ printed_size=14x12 in ¦ review=Fitting token was associated from nearby PDF text context; verify grouping. / Emitted as review-only NOTE row because PDF text does not prove the full 3D DATA contract. ¦ TOD=170'-8" | Lay out.pdf page 5, line 676 | 0.8 | HOLD | NEEDS_GEOMETRY_REVIEW | Fitting token was associated from nearby PDF text context; verify grouping.; Emitted as review-only NOTE row because PDF text does not prove the full 3D DATA contract.
NOTE | 3770 | PDF-P05 |  |  |  |  | AI0377 |  |  |  |  | FITTING | ELBOW_UNKNOWN | [7 empty] | CUSTOM | [32 empty] | ELBOW | [17 empty] | INLET |  | OUTLET | [13 empty] | AI-0377 | Elbow Duct Fitting | Elbow Duct Fitting | 1 | EA | AUTO |  |  |  | review=Detected fitting text without a nearby duct size. / Missing confirmed duct dimensions. / Emitted as review-only NOTE row because PDF text does not prove the full 3D DATA contract. | Lay out.pdf page 5, line 681 | 0.35 | HOLD | NEEDS_GEOMETRY_REVIEW | Detected fitting text without a nearby duct size.; Missing confirmed duct dimensions.; Emitted as review-only NOTE row because PDF text does not prove the full 3D DATA contract.
NOTE | 3780 | PDF-P05 |  |  |  |  | AI0378 |  |  |  |  | FITTING | ELBOW_UNKNOWN | [7 empty] | CUSTOM | [32 empty] | ELBOW | [17 empty] | INLET |  | OUTLET | [13 empty] | AI-0378 | Elbow Duct Fitting | Elbow Duct Fitting | 1 | EA | AUTO |  |  |  | review=Detected fitting text without a nearby duct size. / Missing confirmed duct dimensions. / Emitted as review-only NOTE row because PDF text does not prove the full 3D DATA contract. | Lay out.pdf page 5, line 683 | 0.35 | HOLD | NEEDS_GEOMETRY_REVIEW | Detected fitting text without a nearby duct size.; Missing confirmed duct dimensions.; Emitted as review-only NOTE row because PDF text does not prove the full 3D DATA contract.
NOTE | 3790 | PDF-P05 |  |  |  |  | AI0379 |  |  |  |  | FITTING | ELBOW_UNKNOWN | [7 empty] | CUSTOM | [32 empty] | ELBOW | [17 empty] | INLET |  | OUTLET | [13 empty] | AI-0379 | Elbow Duct Fitting | Elbow Duct Fitting | 1 | EA | AUTO |  |  |  | review=Detected fitting text without a nearby duct size. / Missing confirmed duct dimensions. / Emitted as review-only NOTE row because PDF text does not prove the full 3D DATA contract. | Lay out.pdf page 5, line 685 | 0.35 | HOLD | NEEDS_GEOMETRY_REVIEW | Detected fitting text without a nearby duct size.; Missing confirmed duct dimensions.; Emitted as review-only NOTE row because PDF text does not prove the full 3D DATA contract.
NOTE | 3800 | PDF-P05 |  |  |  |  | AI0380 |  |  |  |  | STRAIGHT | STRAIGHT_UNKNOWN | [7 empty] | CUSTOM | [32 empty] | NONE | [17 empty] | INLET |  | OUTLET | [13 empty] | AI-0380 | Straight Duct | Straight Duct | 1 | EA | AUTO |  |  |  | review=Detected straight duct marker without a nearby duct size. / Missing confirmed duct dimensions. / Straight duct has no confirmed centerline length or coordinates. / Emitted as review-only NOTE row because PDF text does not prove the full 3D DATA contract. | Lay out.pdf page 5, line 687 | 0.32 | HOLD | NEEDS_GEOMETRY_REVIEW | Detected straight duct marker without a nearby duct size.; Missing confirmed duct dimensions.; Straight duct has no confirmed centerline length or coordinates.; Emitted as review-only NOTE row because PDF text does not prove the full 3D DATA contract.
NOTE | 3810 | PDF-P05 |  | SA |  |  | AI0381 |  |  |  |  | STRAIGHT | STRAIGHT_RECT |  | RECT | [5 empty] | CUSTOM | [18 empty] | 12 | 14 |  |  |  | 12 | 14 |  | 12 | 14 |  |  |  |  | NONE | [17 empty] | INLET |  | OUTLET | [13 empty] | AI-0381 | Straight Duct | Straight Duct | 1 | EA | AUTO |  |  |  | service=SA ¦ printed_size=12x14 in ¦ review=Straight duct has no confirmed centerline length or coordinates. / Emitted as review-only NOTE row because PDF text does not prove the full 3D DATA contract. ¦ TOD=172'-6" | Lay out.pdf page 5, line 688 | 0.77 | HOLD | NEEDS_GEOMETRY_REVIEW | Straight duct has no confirmed centerline length or coordinates.; Emitted as review-only NOTE row because PDF text does not prove the full 3D DATA contract.
NOTE | 3820 | PDF-P05 |  |  |  |  | AI0382 |  |  |  |  | FITTING | ELBOW_UNKNOWN | [7 empty] | CUSTOM | [32 empty] | ELBOW | [17 empty] | INLET |  | OUTLET | [13 empty] | AI-0382 | Elbow Duct Fitting | Elbow Duct Fitting | 1 | EA | AUTO |  |  |  | review=Detected fitting text without a nearby duct size. / Missing confirmed duct dimensions. / Emitted as review-only NOTE row because PDF text does not prove the full 3D DATA contract. | Lay out.pdf page 5, line 692 | 0.35 | HOLD | NEEDS_GEOMETRY_REVIEW | Detected fitting text without a nearby duct size.; Missing confirmed duct dimensions.; Emitted as review-only NOTE row because PDF text does not prove the full 3D DATA contract.
NOTE | 3830 | PDF-P05 |  |  |  |  | AI0383 |  |  |  |  | STRAIGHT | STRAIGHT_UNKNOWN | [7 empty] | CUSTOM | [32 empty] | NONE | [17 empty] | INLET |  | OUTLET | [13 empty] | AI-0383 | Straight Duct | Straight Duct | 1 | EA | AUTO |  |  |  | review=Detected straight duct marker without a nearby duct size. / Missing confirmed duct dimensions. / Straight duct has no confirmed centerline length or coordinates. / Emitted as review-only NOTE row because PDF text does not prove the full 3D DATA contract. | Lay out.pdf page 5, line 693 | 0.32 | HOLD | NEEDS_GEOMETRY_REVIEW | Detected straight duct marker without a nearby duct size.; Missing confirmed duct dimensions.; Straight duct has no confirmed centerline length or coordinates.; Emitted as review-only NOTE row because PDF text does not prove the full 3D DATA contract.
NOTE | 3840 | PDF-P05 |  |  |  |  | AI0384 |  |  |  |  | FITTING | ELBOW_UNKNOWN | [7 empty] | CUSTOM | [32 empty] | ELBOW | [17 empty] | INLET |  | OUTLET | [13 empty] | AI-0384 | Elbow Duct Fitting | Elbow Duct Fitting | 1 | EA | AUTO |  |  |  | review=Detected fitting text without a nearby duct size. / Missing confirmed duct dimensions. / Emitted as review-only NOTE row because PDF text does not prove the full 3D DATA contract. | Lay out.pdf page 5, line 700 | 0.35 | HOLD | NEEDS_GEOMETRY_REVIEW | Detected fitting text without a nearby duct size.; Missing confirmed duct dimensions.; Emitted as review-only NOTE row because PDF text does not prove the full 3D DATA contract.
NOTE | 3850 | PDF-P05 |  |  |  |  | AI0385 |  |  |  |  | STRAIGHT | STRAIGHT_UNKNOWN | [7 empty] | CUSTOM | [32 empty] | NONE | [17 empty] | INLET |  | OUTLET | [13 empty] | AI-0385 | Straight Duct | Straight Duct | 1 | EA | AUTO |  |  |  | review=Detected straight duct marker without a nearby duct size. / Missing confirmed duct dimensions. / Straight duct has no confirmed centerline length or coordinates. / Emitted as review-only NOTE row because PDF text does not prove the full 3D DATA contract. | Lay out.pdf page 5, line 707 | 0.32 | HOLD | NEEDS_GEOMETRY_REVIEW | Detected straight duct marker without a nearby duct size.; Missing confirmed duct dimensions.; Straight duct has no confirmed centerline length or coordinates.; Emitted as review-only NOTE row because PDF text does not prove the full 3D DATA contract.
NOTE | 3860 | PDF-P05 |  |  |  |  | AI0386 |  |  |  |  | STRAIGHT | STRAIGHT_UNKNOWN | [7 empty] | CUSTOM | [32 empty] | NONE | [17 empty] | INLET |  | OUTLET | [13 empty] | AI-0386 | Straight Duct | Straight Duct | 1 | EA | AUTO |  |  |  | review=Detected straight duct marker without a nearby duct size. / Missing confirmed duct dimensions. / Straight duct has no confirmed centerline length or coordinates. / Emitted as review-only NOTE row because PDF text does not prove the full 3D DATA contract. | Lay out.pdf page 5, line 708 | 0.32 | HOLD | NEEDS_GEOMETRY_REVIEW | Detected straight duct marker without a nearby duct size.; Missing confirmed duct dimensions.; Straight duct has no confirmed centerline length or coordinates.; Emitted as review-only NOTE row because PDF text does not prove the full 3D DATA contract.
NOTE | 3870 | PDF-P05 |  |  |  |  | AI0387 |  |  |  |  | FITTING | ELBOW_UNKNOWN | [7 empty] | CUSTOM | [32 empty] | ELBOW | [17 empty] | INLET |  | OUTLET | [13 empty] | AI-0387 | Elbow Duct Fitting | Elbow Duct Fitting | 1 | EA | AUTO |  |  |  | review=Detected fitting text without a nearby duct size. / Missing confirmed duct dimensions. / Emitted as review-only NOTE row because PDF text does not prove the full 3D DATA contract. | Lay out.pdf page 5, line 710 | 0.35 | HOLD | NEEDS_GEOMETRY_REVIEW | Detected fitting text without a nearby duct size.; Missing confirmed duct dimensions.; Emitted as review-only NOTE row because PDF text does not prove the full 3D DATA contract.
NOTE | 3880 | PDF-P05 |  | EA |  |  | AI0388 |  |  |  |  | STRAIGHT | STRAIGHT_RECT |  | RECT | [5 empty] | CUSTOM | [18 empty] | 14 | 12 |  |  |  | 14 | 12 |  | 14 | 12 |  |  |  |  | NONE | [17 empty] | INLET |  | OUTLET | [13 empty] | AI-0388 | Straight Duct | Straight Duct | 1 | EA | AUTO |  |  |  | service=EA ¦ printed_size=14x12 in ¦ review=Straight duct has no confirmed centerline length or coordinates. / Emitted as review-only NOTE row because PDF text does not prove the full 3D DATA contract. ¦ TOD=171'-0" | Lay out.pdf page 5, line 719 | 0.77 | HOLD | NEEDS_GEOMETRY_REVIEW | Straight duct has no confirmed centerline length or coordinates.; Emitted as review-only NOTE row because PDF text does not prove the full 3D DATA contract.
NOTE | 3890 | PDF-P05 |  | SA |  |  | AI0389 |  |  |  |  | STRAIGHT | STRAIGHT_RECT |  | RECT | [5 empty] | CUSTOM | [18 empty] | 10 | 8 |  |  |  | 10 | 8 |  | 10 | 8 |  |  |  |  | NONE | [17 empty] | INLET |  | OUTLET | [13 empty] | AI-0389 | Straight Duct | Straight Duct | 1 | EA | AUTO |  |  |  | service=SA ¦ printed_size=10x8 in ¦ review=Straight duct has no confirmed centerline length or coordinates. / Emitted as review-only NOTE row because PDF text does not prove the full 3D DATA contract. ¦ TOD=169'-4" | Lay out.pdf page 5, line 728 | 0.77 | HOLD | NEEDS_GEOMETRY_REVIEW | Straight duct has no confirmed centerline length or coordinates.; Emitted as review-only NOTE row because PDF text does not prove the full 3D DATA contract.
NOTE | 3900 | PDF-P05 |  |  |  |  | AI0390 |  |  |  |  | STRAIGHT | STRAIGHT_UNKNOWN | [7 empty] | CUSTOM | [32 empty] | NONE | [17 empty] | INLET |  | OUTLET | [13 empty] | AI-0390 | Straight Duct | Straight Duct | 1 | EA | AUTO |  |  |  | review=Detected straight duct marker without a nearby duct size. / Missing confirmed duct dimensions. / Straight duct has no confirmed centerline length or coordinates. / Emitted as review-only NOTE row because PDF text does not prove the full 3D DATA contract. | Lay out.pdf page 5, line 730 | 0.32 | HOLD | NEEDS_GEOMETRY_REVIEW | Detected straight duct marker without a nearby duct size.; Missing confirmed duct dimensions.; Straight duct has no confirmed centerline length or coordinates.; Emitted as review-only NOTE row because PDF text does not prove the full 3D DATA contract.
NOTE | 3910 | PDF-P05 |  |  |  |  | AI0391 |  |  |  |  | FITTING | ELBOW_UNKNOWN | [7 empty] | CUSTOM | [32 empty] | ELBOW | [17 empty] | INLET |  | OUTLET | [13 empty] | AI-0391 | Elbow Duct Fitting | Elbow Duct Fitting | 1 | EA | AUTO |  |  |  | review=Detected fitting text without a nearby duct size. / Missing confirmed duct dimensions. / Emitted as review-only NOTE row because PDF text does not prove the full 3D DATA contract. | Lay out.pdf page 5, line 732 | 0.35 | HOLD | NEEDS_GEOMETRY_REVIEW | Detected fitting text without a nearby duct size.; Missing confirmed duct dimensions.; Emitted as review-only NOTE row because PDF text does not prove the full 3D DATA contract.
NOTE | 3920 | PDF-P05 |  |  |  |  | AI0392 |  |  |  |  | FITTING | ELBOW_UNKNOWN | [7 empty] | CUSTOM | [32 empty] | ELBOW | [17 empty] | INLET |  | OUTLET | [13 empty] | AI-0392 | Elbow Duct Fitting | Elbow Duct Fitting | 1 | EA | AUTO |  |  |  | review=Detected fitting text without a nearby duct size. / Missing confirmed duct dimensions. / Emitted as review-only NOTE row because PDF text does not prove the full 3D DATA contract. | Lay out.pdf page 5, line 734 | 0.35 | HOLD | NEEDS_GEOMETRY_REVIEW | Detected fitting text without a nearby duct size.; Missing confirmed duct dimensions.; Emitted as review-only NOTE row because PDF text does not prove the full 3D DATA contract.
NOTE | 3930 | PDF-P05 |  |  |  |  | AI0393 |  |  |  |  | STRAIGHT | STRAIGHT_UNKNOWN | [7 empty] | CUSTOM | [32 empty] | NONE | [17 empty] | INLET |  | OUTLET | [13 empty] | AI-0393 | Straight Duct | Straight Duct | 1 | EA | AUTO |  |  |  | review=Detected straight duct marker without a nearby duct size. / Missing confirmed duct dimensions. / Straight duct has no confirmed centerline length or coordinates. / Emitted as review-only NOTE row because PDF text does not prove the full 3D DATA contract. | Lay out.pdf page 5, line 739 | 0.32 | HOLD | NEEDS_GEOMETRY_REVIEW | Detected straight duct marker without a nearby duct size.; Missing confirmed duct dimensions.; Straight duct has no confirmed centerline length or coordinates.; Emitted as review-only NOTE row because PDF text does not prove the full 3D DATA contract.
NOTE | 3940 | PDF-P05 |  |  |  |  | AI0394 |  |  |  |  | FITTING | ELBOW_UNKNOWN | [7 empty] | CUSTOM | [32 empty] | ELBOW | [17 empty] | INLET |  | OUTLET | [13 empty] | AI-0394 | Elbow Duct Fitting | Elbow Duct Fitting | 1 | EA | AUTO |  |  |  | review=Detected fitting text without a nearby duct size. / Missing confirmed duct dimensions. / Emitted as review-only NOTE row because PDF text does not prove the full 3D DATA contract. | Lay out.pdf page 5, line 741 | 0.35 | HOLD | NEEDS_GEOMETRY_REVIEW | Detected fitting text without a nearby duct size.; Missing confirmed duct dimensions.; Emitted as review-only NOTE row because PDF text does not prove the full 3D DATA contract.
NOTE | 3950 | PDF-P05 |  | SR |  |  | AI0395 |  |  |  |  | FITTING | ELBOW_RECT |  | RECT | [5 empty] | CUSTOM | [18 empty] | 14 | 10 |  |  |  | 14 | 10 |  | 14 | 10 |  |  |  |  | ELBOW | [17 empty] | INLET |  | OUTLET | [13 empty] | AI-0395 | Elbow Duct Fitting | Elbow Duct Fitting | 1 | EA | AUTO |  |  |  | service=SR ¦ printed_size=14x10 in ¦ review=Fitting token was associated from nearby PDF text context; verify grouping. / Emitted as review-only NOTE row because PDF text does not prove the full 3D DATA contract. ¦ airflow=1000 CFM | Lay out.pdf page 5, line 744 | 0.8 | HOLD | NEEDS_GEOMETRY_REVIEW | Fitting token was associated from nearby PDF text context; verify grouping.; Emitted as review-only NOTE row because PDF text does not prove the full 3D DATA contract.
NOTE | 3960 | PDF-P05 |  |  |  |  | AI0396 |  |  |  |  | FITTING | ELBOW_UNKNOWN | [7 empty] | CUSTOM | [32 empty] | ELBOW | [17 empty] | INLET |  | OUTLET | [13 empty] | AI-0396 | Elbow Duct Fitting | Elbow Duct Fitting | 1 | EA | AUTO |  |  |  | review=Detected fitting text without a nearby duct size. / Missing confirmed duct dimensions. / Emitted as review-only NOTE row because PDF text does not prove the full 3D DATA contract. | Lay out.pdf page 5, line 754 | 0.35 | HOLD | NEEDS_GEOMETRY_REVIEW | Detected fitting text without a nearby duct size.; Missing confirmed duct dimensions.; Emitted as review-only NOTE row because PDF text does not prove the full 3D DATA contract.
NOTE | 3970 | PDF-P05 |  |  |  |  | AI0397 |  |  |  |  | FITTING | ELBOW_UNKNOWN | [7 empty] | CUSTOM | [32 empty] | ELBOW | [17 empty] | INLET |  | OUTLET | [13 empty] | AI-0397 | Elbow Duct Fitting | Elbow Duct Fitting | 1 | EA | AUTO |  |  |  | review=Detected fitting text without a nearby duct size. / Missing confirmed duct dimensions. / Emitted as review-only NOTE row because PDF text does not prove the full 3D DATA contract. | Lay out.pdf page 5, line 756 | 0.35 | HOLD | NEEDS_GEOMETRY_REVIEW | Detected fitting text without a nearby duct size.; Missing confirmed duct dimensions.; Emitted as review-only NOTE row because PDF text does not prove the full 3D DATA contract.
NOTE | 3980 | PDF-P05 |  |  |  |  | AI0398 |  |  |  |  | STRAIGHT | STRAIGHT_UNKNOWN | [7 empty] | CUSTOM | [32 empty] | NONE | [17 empty] | INLET |  | OUTLET | [13 empty] | AI-0398 | Straight Duct | Straight Duct | 1 | EA | AUTO |  |  |  | review=Detected straight duct marker without a nearby duct size. / Missing confirmed duct dimensions. / Straight duct has no confirmed centerline length or coordinates. / Emitted as review-only NOTE row because PDF text does not prove the full 3D DATA contract. | Lay out.pdf page 5, line 757 | 0.32 | HOLD | NEEDS_GEOMETRY_REVIEW | Detected straight duct marker without a nearby duct size.; Missing confirmed duct dimensions.; Straight duct has no confirmed centerline length or coordinates.; Emitted as review-only NOTE row because PDF text does not prove the full 3D DATA contract.
NOTE | 3990 | PDF-P05 |  | SA |  |  | AI0399 |  |  |  |  | STRAIGHT | STRAIGHT_RECT |  | RECT | [5 empty] | CUSTOM | [18 empty] | 8 | 10 |  |  |  | 8 | 10 |  | 8 | 10 |  |  |  |  | NONE | [17 empty] | INLET |  | OUTLET | [13 empty] | AI-0399 | Straight Duct | Straight Duct | 1 | EA | AUTO |  |  |  | service=SA ¦ printed_size=8x10 in ¦ review=Straight duct has no confirmed centerline length or coordinates. / Emitted as review-only NOTE row because PDF text does not prove the full 3D DATA contract. ¦ TOD=172'-7" | Lay out.pdf page 5, line 758 | 0.77 | HOLD | NEEDS_GEOMETRY_REVIEW | Straight duct has no confirmed centerline length or coordinates.; Emitted as review-only NOTE row because PDF text does not prove the full 3D DATA contract.
NOTE | 4000 | PDF-P05 |  | SA |  |  | AI0400 |  |  |  |  | STRAIGHT | STRAIGHT_RECT |  | RECT | [5 empty] | CUSTOM | [18 empty] | 12 | 14 |  |  |  | 12 | 14 |  | 12 | 14 |  |  |  |  | NONE | [17 empty] | INLET |  | OUTLET | [13 empty] | AI-0400 | Straight Duct | Straight Duct | 1 | EA | AUTO |  |  |  | service=SA ¦ printed_size=12x14 in ¦ review=Straight duct has no confirmed centerline length or coordinates. / Emitted as review-only NOTE row because PDF text does not prove the full 3D DATA contract. ¦ TOD=172'-7" | Lay out.pdf page 5, line 759 | 0.77 | HOLD | NEEDS_GEOMETRY_REVIEW | Straight duct has no confirmed centerline length or coordinates.; Emitted as review-only NOTE row because PDF text does not prove the full 3D DATA contract.
NOTE | 4010 | PDF-P05 |  |  |  |  | AI0401 |  |  |  |  | STRAIGHT | STRAIGHT_UNKNOWN | [7 empty] | CUSTOM | [32 empty] | NONE | [17 empty] | INLET |  | OUTLET | [13 empty] | AI-0401 | Straight Duct | Straight Duct | 1 | EA | AUTO |  |  |  | review=Detected straight duct marker without a nearby duct size. / Missing confirmed duct dimensions. / Straight duct has no confirmed centerline length or coordinates. / Emitted as review-only NOTE row because PDF text does not prove the full 3D DATA contract. | Lay out.pdf page 5, line 762 | 0.32 | HOLD | NEEDS_GEOMETRY_REVIEW | Detected straight duct marker without a nearby duct size.; Missing confirmed duct dimensions.; Straight duct has no confirmed centerline length or coordinates.; Emitted as review-only NOTE row because PDF text does not prove the full 3D DATA contract.
NOTE | 4020 | PDF-P05 |  |  |  |  | AI0402 |  |  |  |  | FITTING | ELBOW_UNKNOWN | [7 empty] | CUSTOM | [32 empty] | ELBOW | [17 empty] | INLET |  | OUTLET | [13 empty] | AI-0402 | Elbow Duct Fitting | Elbow Duct Fitting | 1 | EA | AUTO |  |  |  | review=Detected fitting text without a nearby duct size. / Missing confirmed duct dimensions. / Emitted as review-only NOTE row because PDF text does not prove the full 3D DATA contract. | Lay out.pdf page 5, line 764 | 0.35 | HOLD | NEEDS_GEOMETRY_REVIEW | Detected fitting text without a nearby duct size.; Missing confirmed duct dimensions.; Emitted as review-only NOTE row because PDF text does not prove the full 3D DATA contract.
NOTE | 4030 | PDF-P05 |  |  |  |  | AI0403 |  |  |  |  | STRAIGHT | STRAIGHT_UNKNOWN | [7 empty] | CUSTOM | [32 empty] | NONE | [17 empty] | INLET |  | OUTLET | [13 empty] | AI-0403 | Straight Duct | Straight Duct | 1 | EA | AUTO |  |  |  | review=Detected straight duct marker without a nearby duct size. / Missing confirmed duct dimensions. / Straight duct has no confirmed centerline length or coordinates. / Emitted as review-only NOTE row because PDF text does not prove the full 3D DATA contract. | Lay out.pdf page 5, line 765 | 0.32 | HOLD | NEEDS_GEOMETRY_REVIEW | Detected straight duct marker without a nearby duct size.; Missing confirmed duct dimensions.; Straight duct has no confirmed centerline length or coordinates.; Emitted as review-only NOTE row because PDF text does not prove the full 3D DATA contract.
NOTE | 4040 | PDF-P05 |  |  |  |  | AI0404 |  |  |  |  | STRAIGHT | STRAIGHT_UNKNOWN | [7 empty] | CUSTOM | [32 empty] | NONE | [17 empty] | INLET |  | OUTLET | [13 empty] | AI-0404 | Straight Duct | Straight Duct | 1 | EA | AUTO |  |  |  | review=Detected straight duct marker without a nearby duct size. / Missing confirmed duct dimensions. / Straight duct has no confirmed centerline length or coordinates. / Emitted as review-only NOTE row because PDF text does not prove the full 3D DATA contract. | Lay out.pdf page 5, line 766 | 0.32 | HOLD | NEEDS_GEOMETRY_REVIEW | Detected straight duct marker without a nearby duct size.; Missing confirmed duct dimensions.; Straight duct has no confirmed centerline length or coordinates.; Emitted as review-only NOTE row because PDF text does not prove the full 3D DATA contract.
NOTE | 4050 | PDF-P05 |  | SA |  |  | AI0405 |  |  |  |  | STRAIGHT | STRAIGHT_RECT |  | RECT | [5 empty] | CUSTOM | [18 empty] | 8 | 10 |  |  |  | 8 | 10 |  | 8 | 10 |  |  |  |  | NONE | [17 empty] | INLET |  | OUTLET | [13 empty] | AI-0405 | Straight Duct | Straight Duct | 1 | EA | AUTO |  |  |  | service=SA ¦ printed_size=8x10 in ¦ review=Straight duct has no confirmed centerline length or coordinates. / Emitted as review-only NOTE row because PDF text does not prove the full 3D DATA contract. ¦ TOD=171'-1" | Lay out.pdf page 5, line 767 | 0.77 | HOLD | NEEDS_GEOMETRY_REVIEW | Straight duct has no confirmed centerline length or coordinates.; Emitted as review-only NOTE row because PDF text does not prove the full 3D DATA contract.
NOTE | 4060 | PDF-P05 |  | SR |  |  | AI0406 |  |  |  |  | STRAIGHT | STRAIGHT_RECT |  | RECT | [5 empty] | CUSTOM | [18 empty] | 14 | 10 |  |  |  | 14 | 10 |  | 14 | 10 |  |  |  |  | NONE | [17 empty] | INLET |  | OUTLET | [13 empty] | AI-0406 | Straight Duct | Straight Duct | 1 | EA | AUTO |  |  |  | service=SR ¦ printed_size=14x10 in ¦ review=Straight duct has no confirmed centerline length or coordinates. / Emitted as review-only NOTE row because PDF text does not prove the full 3D DATA contract. ¦ airflow=1000 CFM ¦ TOD=171'-1" | Lay out.pdf page 5, line 771 | 0.82 | HOLD | NEEDS_GEOMETRY_REVIEW | Straight duct has no confirmed centerline length or coordinates.; Emitted as review-only NOTE row because PDF text does not prove the full 3D DATA contract.
NOTE | 4070 | PDF-P05 |  | SA |  |  | AI0407 |  |  |  |  | FITTING | ELBOW_RECT |  | RECT | [5 empty] | CUSTOM | [18 empty] | 12 | 14 |  |  |  | 12 | 14 |  | 12 | 14 |  |  |  |  | ELBOW | [17 empty] | INLET |  | OUTLET | [13 empty] | AI-0407 | Elbow Duct Fitting | Elbow Duct Fitting | 1 | EA | AUTO |  |  |  | service=SA ¦ printed_size=12x14 in ¦ review=Fitting token was associated from nearby PDF text context; verify grouping. / Emitted as review-only NOTE row because PDF text does not prove the full 3D DATA contract. ¦ airflow=1000 CFM ¦ TOD=170'-8" | Lay out.pdf page 5, line 775 | 0.85 | HOLD | NEEDS_GEOMETRY_REVIEW | Fitting token was associated from nearby PDF text context; verify grouping.; Emitted as review-only NOTE row because PDF text does not prove the full 3D DATA contract.
NOTE | 4080 | PDF-P05 |  |  |  |  | AI0408 |  |  |  |  | FITTING | ELBOW_UNKNOWN | [7 empty] | CUSTOM | [32 empty] | ELBOW | [17 empty] | INLET |  | OUTLET | [13 empty] | AI-0408 | Elbow Duct Fitting | Elbow Duct Fitting | 1 | EA | AUTO |  |  |  | review=Detected fitting text without a nearby duct size. / Missing confirmed duct dimensions. / Emitted as review-only NOTE row because PDF text does not prove the full 3D DATA contract. | Lay out.pdf page 5, line 778 | 0.35 | HOLD | NEEDS_GEOMETRY_REVIEW | Detected fitting text without a nearby duct size.; Missing confirmed duct dimensions.; Emitted as review-only NOTE row because PDF text does not prove the full 3D DATA contract.
NOTE | 4090 | PDF-P05 |  |  |  |  | AI0409 |  |  |  |  | FITTING | ELBOW_UNKNOWN | [7 empty] | CUSTOM | [32 empty] | ELBOW | [17 empty] | INLET |  | OUTLET | [13 empty] | AI-0409 | Elbow Duct Fitting | Elbow Duct Fitting | 1 | EA | AUTO |  |  |  | review=Detected fitting text without a nearby duct size. / Missing confirmed duct dimensions. / Emitted as review-only NOTE row because PDF text does not prove the full 3D DATA contract. | Lay out.pdf page 5, line 783 | 0.35 | HOLD | NEEDS_GEOMETRY_REVIEW | Detected fitting text without a nearby duct size.; Missing confirmed duct dimensions.; Emitted as review-only NOTE row because PDF text does not prove the full 3D DATA contract.
NOTE | 4100 | PDF-P05 |  |  |  |  | AI0410 |  |  |  |  | FITTING | ELBOW_UNKNOWN | [7 empty] | CUSTOM | [32 empty] | ELBOW | [17 empty] | INLET |  | OUTLET | [13 empty] | AI-0410 | Elbow Duct Fitting | Elbow Duct Fitting | 1 | EA | AUTO |  |  |  | review=Detected fitting text without a nearby duct size. / Missing confirmed duct dimensions. / Emitted as review-only NOTE row because PDF text does not prove the full 3D DATA contract. | Lay out.pdf page 5, line 789 | 0.35 | HOLD | NEEDS_GEOMETRY_REVIEW | Detected fitting text without a nearby duct size.; Missing confirmed duct dimensions.; Emitted as review-only NOTE row because PDF text does not prove the full 3D DATA contract.
NOTE | 4110 | PDF-P05 |  | SR |  |  | AI0411 |  |  |  |  | STRAIGHT | STRAIGHT_RECT |  | RECT | [5 empty] | CUSTOM | [18 empty] | 14 | 10 |  |  |  | 14 | 10 |  | 14 | 10 |  |  |  |  | NONE | [17 empty] | INLET |  | OUTLET | [13 empty] | AI-0411 | Straight Duct | Straight Duct | 1 | EA | AUTO |  |  |  | service=SR ¦ printed_size=14x10 in ¦ review=Straight duct has no confirmed centerline length or coordinates. / Emitted as review-only NOTE row because PDF text does not prove the full 3D DATA contract. ¦ airflow=1000 CFM ¦ TOD=172'-8" | Lay out.pdf page 5, line 794 | 0.82 | HOLD | NEEDS_GEOMETRY_REVIEW | Straight duct has no confirmed centerline length or coordinates.; Emitted as review-only NOTE row because PDF text does not prove the full 3D DATA contract.
NOTE | 4120 | PDF-P05 |  | SA |  |  | AI0412 |  |  |  |  | STRAIGHT | STRAIGHT_RECT |  | RECT | [5 empty] | CUSTOM | [18 empty] | 14 | 12 |  |  |  | 14 | 12 |  | 14 | 12 |  |  |  |  | NONE | [17 empty] | INLET |  | OUTLET | [13 empty] | AI-0412 | Straight Duct | Straight Duct | 1 | EA | AUTO |  |  |  | service=SA ¦ printed_size=14x12 in ¦ review=Straight duct has no confirmed centerline length or coordinates. / Emitted as review-only NOTE row because PDF text does not prove the full 3D DATA contract. ¦ airflow=1000 CFM ¦ TOD=172'-8" | Lay out.pdf page 5, line 796 | 0.82 | HOLD | NEEDS_GEOMETRY_REVIEW | Straight duct has no confirmed centerline length or coordinates.; Emitted as review-only NOTE row because PDF text does not prove the full 3D DATA contract.
NOTE | 4130 | PDF-P05 |  | SA |  |  | AI0413 |  |  |  |  | STRAIGHT | STRAIGHT_RECT |  | RECT | [5 empty] | CUSTOM | [18 empty] | 8 | 10 |  |  |  | 8 | 10 |  | 8 | 10 |  |  |  |  | NONE | [17 empty] | INLET |  | OUTLET | [13 empty] | AI-0413 | Straight Duct | Straight Duct | 1 | EA | AUTO |  |  |  | service=SA ¦ printed_size=8x10 in ¦ review=Straight duct has no confirmed centerline length or coordinates. / Emitted as review-only NOTE row because PDF text does not prove the full 3D DATA contract. ¦ airflow=1000 CFM ¦ TOD=172'-8" | Lay out.pdf page 5, line 798 | 0.82 | HOLD | NEEDS_GEOMETRY_REVIEW | Straight duct has no confirmed centerline length or coordinates.; Emitted as review-only NOTE row because PDF text does not prove the full 3D DATA contract.
NOTE | 4140 | PDF-P06 |  | EA |  |  | AI0414 |  |  |  |  | STRAIGHT | STRAIGHT_RECT |  | RECT | [5 empty] | CUSTOM | [18 empty] | 10 | 6 |  |  |  | 10 | 6 |  | 10 | 6 |  |  |  |  | NONE | [17 empty] | INLET |  | OUTLET | [13 empty] | AI-0414 | Straight Duct | Straight Duct | 1 | EA | AUTO |  |  |  | service=EA ¦ printed_size=10x6 in ¦ review=Straight duct has no confirmed centerline length or coordinates. / Emitted as review-only NOTE row because PDF text does not prove the full 3D DATA contract. ¦ airflow=100 CFM ¦ TOD=150'-11" | Lay out.pdf page 6, line 36 | 0.82 | HOLD | NEEDS_GEOMETRY_REVIEW | Straight duct has no confirmed centerline length or coordinates.; Emitted as review-only NOTE row because PDF text does not prove the full 3D DATA contract.
NOTE | 4150 | PDF-P06 |  | SA |  |  | AI0415 |  |  |  |  | STRAIGHT | STRAIGHT_RECT |  | RECT | [5 empty] | CUSTOM | [18 empty] | 10 | 6 |  |  |  | 10 | 6 |  | 10 | 6 |  |  |  |  | NONE | [17 empty] | INLET |  | OUTLET | [13 empty] | AI-0415 | Straight Duct | Straight Duct | 1 | EA | AUTO |  |  |  | service=SA ¦ printed_size=10x6 in ¦ review=Straight duct has no confirmed centerline length or coordinates. / Emitted as review-only NOTE row because PDF text does not prove the full 3D DATA contract. ¦ airflow=100 CFM ¦ TOD=151'-6" | Lay out.pdf page 6, line 57 | 0.82 | HOLD | NEEDS_GEOMETRY_REVIEW | Straight duct has no confirmed centerline length or coordinates.; Emitted as review-only NOTE row because PDF text does not prove the full 3D DATA contract.
NOTE | 4160 | PDF-P06 |  |  |  |  | AI0416 |  |  |  |  | FITTING | ELBOW_UNKNOWN | [7 empty] | CUSTOM | [32 empty] | ELBOW | [17 empty] | INLET |  | OUTLET | [13 empty] | AI-0416 | Elbow Duct Fitting | Elbow Duct Fitting | 1 | EA | AUTO |  |  |  | review=Detected fitting text without a nearby duct size. / Missing confirmed duct dimensions. / Emitted as review-only NOTE row because PDF text does not prove the full 3D DATA contract. | Lay out.pdf page 6, line 88 | 0.35 | HOLD | NEEDS_GEOMETRY_REVIEW | Detected fitting text without a nearby duct size.; Missing confirmed duct dimensions.; Emitted as review-only NOTE row because PDF text does not prove the full 3D DATA contract.
NOTE | 4170 | PDF-P06 |  | SA |  |  | AI0417 |  |  |  |  | STRAIGHT | STRAIGHT_RECT |  | RECT | [5 empty] | CUSTOM | [18 empty] | 24 | 20 |  |  |  | 24 | 20 |  | 24 | 20 |  |  |  |  | NONE | [17 empty] | INLET |  | OUTLET | [13 empty] | AI-0417 | Straight Duct | Straight Duct | 1 | EA | AUTO |  |  |  | service=SA ¦ printed_size=24x20 in ¦ review=Straight duct has no confirmed centerline length or coordinates. / Emitted as review-only NOTE row because PDF text does not prove the full 3D DATA contract. ¦ TOD=154'-7" | Lay out.pdf page 6, line 92 | 0.77 | HOLD | NEEDS_GEOMETRY_REVIEW | Straight duct has no confirmed centerline length or coordinates.; Emitted as review-only NOTE row because PDF text does not prove the full 3D DATA contract.
NOTE | 4180 | PDF-P06 |  |  |  |  | AI0418 |  |  |  |  | FITTING | ELBOW_UNKNOWN | [7 empty] | CUSTOM | [32 empty] | ELBOW | [17 empty] | INLET |  | OUTLET | [13 empty] | AI-0418 | Elbow Duct Fitting | Elbow Duct Fitting | 1 | EA | AUTO |  |  |  | review=Detected fitting text without a nearby duct size. / Missing confirmed duct dimensions. / Emitted as review-only NOTE row because PDF text does not prove the full 3D DATA contract. | Lay out.pdf page 6, line 100 | 0.35 | HOLD | NEEDS_GEOMETRY_REVIEW | Detected fitting text without a nearby duct size.; Missing confirmed duct dimensions.; Emitted as review-only NOTE row because PDF text does not prove the full 3D DATA contract.
NOTE | 4190 | PDF-P06 |  | SA |  |  | AI0419 |  |  |  |  | STRAIGHT | STRAIGHT_RECT |  | RECT | [5 empty] | CUSTOM | [18 empty] | 12 | 18 |  |  |  | 12 | 18 |  | 12 | 18 |  |  |  |  | NONE | [17 empty] | INLET |  | OUTLET | [13 empty] | AI-0419 | Straight Duct | Straight Duct | 1 | EA | AUTO |  |  |  | service=SA ¦ printed_size=12x18 in ¦ review=Straight duct has no confirmed centerline length or coordinates. / Emitted as review-only NOTE row because PDF text does not prove the full 3D DATA contract. ¦ airflow=4500 CFM ¦ TOD=156'-1" | Lay out.pdf page 6, line 161 | 0.82 | HOLD | NEEDS_GEOMETRY_REVIEW | Straight duct has no confirmed centerline length or coordinates.; Emitted as review-only NOTE row because PDF text does not prove the full 3D DATA contract.
NOTE | 4200 | PDF-P06 |  |  |  |  | AI0420 |  |  |  |  | FITTING | ELBOW_UNKNOWN | [7 empty] | CUSTOM | [32 empty] | ELBOW | [17 empty] | INLET |  | OUTLET | [13 empty] | AI-0420 | Elbow Duct Fitting | Elbow Duct Fitting | 1 | EA | AUTO |  |  |  | review=Detected fitting text without a nearby duct size. / Missing confirmed duct dimensions. / Emitted as review-only NOTE row because PDF text does not prove the full 3D DATA contract. | Lay out.pdf page 6, line 169 | 0.35 | HOLD | NEEDS_GEOMETRY_REVIEW | Detected fitting text without a nearby duct size.; Missing confirmed duct dimensions.; Emitted as review-only NOTE row because PDF text does not prove the full 3D DATA contract.
NOTE | 4210 | PDF-P06 |  |  |  |  | AI0421 |  |  |  |  | FITTING | WYE_UNKNOWN | [7 empty] | CUSTOM | [32 empty] | WYE | [17 empty] | INLET |  | OUTLET | [13 empty] | AI-0421 | Wye Duct Fitting | Wye Duct Fitting | 1 | EA | AUTO |  |  |  | review=Detected fitting text without a nearby duct size. / Missing confirmed duct dimensions. / Branch fitting needs confirmed branch port geometry before DATA export. / Emitted as review-only NOTE row because PDF text does not prove the full 3D DATA contract. | Lay out.pdf page 6, line 175 | 0.35 | HOLD | NEEDS_GEOMETRY_REVIEW | Detected fitting text without a nearby duct size.; Missing confirmed duct dimensions.; Branch fitting needs confirmed branch port geometry before DATA export.; Emitted as review-only NOTE row because PDF text does not prove the full 3D DATA contract.
NOTE | 4220 | PDF-P06 |  |  |  |  | AI0422 |  |  |  |  | FITTING | WYE_UNKNOWN | [7 empty] | CUSTOM | [32 empty] | WYE | [17 empty] | INLET |  | OUTLET | [13 empty] | AI-0422 | Wye Duct Fitting | Wye Duct Fitting | 1 | EA | AUTO |  |  |  | review=Detected fitting text without a nearby duct size. / Missing confirmed duct dimensions. / Branch fitting needs confirmed branch port geometry before DATA export. / Emitted as review-only NOTE row because PDF text does not prove the full 3D DATA contract. | Lay out.pdf page 6, line 177 | 0.35 | HOLD | NEEDS_GEOMETRY_REVIEW | Detected fitting text without a nearby duct size.; Missing confirmed duct dimensions.; Branch fitting needs confirmed branch port geometry before DATA export.; Emitted as review-only NOTE row because PDF text does not prove the full 3D DATA contract.
NOTE | 4230 | PDF-P06 |  | SA |  |  | AI0423 |  |  |  |  | FITTING | WYE_RECT |  | RECT | [5 empty] | CUSTOM | [18 empty] | 6 | 12 |  |  |  | 6 | 12 |  | 6 | 12 |  |  |  |  | WYE | [17 empty] | INLET |  | OUTLET | [13 empty] | AI-0423 | Wye Duct Fitting | Wye Duct Fitting | 1 | EA | AUTO |  |  |  | service=SA ¦ printed_size=6x12 in ¦ review=Fitting token was associated from nearby PDF text context; verify grouping. / Branch fitting needs confirmed branch port geometry before DATA export. / Emitted as review-only NOTE row because PDF text does not prove the full 3D DATA contract. ¦ TOD=153'-1" | Lay out.pdf page 6, line 179 | 0.8 | HOLD | NEEDS_GEOMETRY_REVIEW | Fitting token was associated from nearby PDF text context; verify grouping.; Branch fitting needs confirmed branch port geometry before DATA export.; Emitted as review-only NOTE row because PDF text does not prove the full 3D DATA contract.
NOTE | 4240 | PDF-P06 |  | SA |  |  | AI0424 |  |  |  |  | STRAIGHT | STRAIGHT_RECT |  | RECT | [5 empty] | CUSTOM | [18 empty] | 18 | 12 |  |  |  | 18 | 12 |  | 18 | 12 |  |  |  |  | NONE | [17 empty] | INLET |  | OUTLET | [13 empty] | AI-0424 | Straight Duct | Straight Duct | 1 | EA | AUTO |  |  |  | service=SA ¦ printed_size=18x12 in ¦ review=Straight duct has no confirmed centerline length or coordinates. / Emitted as review-only NOTE row because PDF text does not prove the full 3D DATA contract. ¦ TOD=153'-1" | Lay out.pdf page 6, line 181 | 0.77 | HOLD | NEEDS_GEOMETRY_REVIEW | Straight duct has no confirmed centerline length or coordinates.; Emitted as review-only NOTE row because PDF text does not prove the full 3D DATA contract.
NOTE | 4250 | PDF-P06 |  |  |  |  | AI0425 |  |  |  |  | FITTING | ELBOW_UNKNOWN | [7 empty] | CUSTOM | [32 empty] | ELBOW | [17 empty] | INLET |  | OUTLET | [13 empty] | AI-0425 | Elbow Duct Fitting | Elbow Duct Fitting | 1 | EA | AUTO |  |  |  | review=Detected fitting text without a nearby duct size. / Missing confirmed duct dimensions. / Emitted as review-only NOTE row because PDF text does not prove the full 3D DATA contract. | Lay out.pdf page 6, line 218 | 0.35 | HOLD | NEEDS_GEOMETRY_REVIEW | Detected fitting text without a nearby duct size.; Missing confirmed duct dimensions.; Emitted as review-only NOTE row because PDF text does not prove the full 3D DATA contract.
NOTE | 4260 | PDF-P06 |  |  |  |  | AI0426 |  |  |  |  | FITTING | ELBOW_UNKNOWN | [7 empty] | CUSTOM | [32 empty] | ELBOW | [17 empty] | INLET |  | OUTLET | [13 empty] | AI-0426 | Elbow Duct Fitting | Elbow Duct Fitting | 1 | EA | AUTO |  |  |  | review=Detected fitting text without a nearby duct size. / Missing confirmed duct dimensions. / Emitted as review-only NOTE row because PDF text does not prove the full 3D DATA contract. | Lay out.pdf page 6, line 230 | 0.35 | HOLD | NEEDS_GEOMETRY_REVIEW | Detected fitting text without a nearby duct size.; Missing confirmed duct dimensions.; Emitted as review-only NOTE row because PDF text does not prove the full 3D DATA contract.
NOTE | 4270 | PDF-P06 |  |  |  |  | AI0427 |  |  |  |  | FITTING | ELBOW_UNKNOWN | [7 empty] | CUSTOM | [32 empty] | ELBOW | [17 empty] | INLET |  | OUTLET | [13 empty] | AI-0427 | Elbow Duct Fitting | Elbow Duct Fitting | 1 | EA | AUTO |  |  |  | review=Detected fitting text without a nearby duct size. / Missing confirmed duct dimensions. / Emitted as review-only NOTE row because PDF text does not prove the full 3D DATA contract. | Lay out.pdf page 6, line 233 | 0.35 | HOLD | NEEDS_GEOMETRY_REVIEW | Detected fitting text without a nearby duct size.; Missing confirmed duct dimensions.; Emitted as review-only NOTE row because PDF text does not prove the full 3D DATA contract.
NOTE | 4280 | PDF-P06 |  |  |  |  | AI0428 |  |  |  |  | FITTING | ELBOW_UNKNOWN | [7 empty] | CUSTOM | [32 empty] | ELBOW | [17 empty] | INLET |  | OUTLET | [13 empty] | AI-0428 | Elbow Duct Fitting | Elbow Duct Fitting | 1 | EA | AUTO |  |  |  | review=Detected fitting text without a nearby duct size. / Missing confirmed duct dimensions. / Emitted as review-only NOTE row because PDF text does not prove the full 3D DATA contract. | Lay out.pdf page 6, line 239 | 0.35 | HOLD | NEEDS_GEOMETRY_REVIEW | Detected fitting text without a nearby duct size.; Missing confirmed duct dimensions.; Emitted as review-only NOTE row because PDF text does not prove the full 3D DATA contract.
NOTE | 4290 | PDF-P06 |  |  |  |  | AI0429 |  |  |  |  | FITTING | ELBOW_UNKNOWN | [7 empty] | CUSTOM | [32 empty] | ELBOW | [17 empty] | INLET |  | OUTLET | [13 empty] | AI-0429 | Elbow Duct Fitting | Elbow Duct Fitting | 1 | EA | AUTO |  |  |  | review=Detected fitting text without a nearby duct size. / Missing confirmed duct dimensions. / Emitted as review-only NOTE row because PDF text does not prove the full 3D DATA contract. | Lay out.pdf page 6, line 241 | 0.35 | HOLD | NEEDS_GEOMETRY_REVIEW | Detected fitting text without a nearby duct size.; Missing confirmed duct dimensions.; Emitted as review-only NOTE row because PDF text does not prove the full 3D DATA contract.
NOTE | 4300 | PDF-P06 |  |  |  |  | AI0430 |  |  |  |  | FITTING | ELBOW_UNKNOWN | [7 empty] | CUSTOM | [32 empty] | ELBOW | [17 empty] | INLET |  | OUTLET | [13 empty] | AI-0430 | Elbow Duct Fitting | Elbow Duct Fitting | 1 | EA | AUTO |  |  |  | review=Detected fitting text without a nearby duct size. / Missing confirmed duct dimensions. / Emitted as review-only NOTE row because PDF text does not prove the full 3D DATA contract. | Lay out.pdf page 6, line 243 | 0.35 | HOLD | NEEDS_GEOMETRY_REVIEW | Detected fitting text without a nearby duct size.; Missing confirmed duct dimensions.; Emitted as review-only NOTE row because PDF text does not prove the full 3D DATA contract.
NOTE | 4310 | PDF-P06 |  |  |  |  | AI0431 |  |  |  |  | STRAIGHT | STRAIGHT_UNKNOWN | [7 empty] | CUSTOM | [32 empty] | NONE | [17 empty] | INLET |  | OUTLET | [13 empty] | AI-0431 | Straight Duct | Straight Duct | 1 | EA | AUTO |  |  |  | review=Detected straight duct marker without a nearby duct size. / Missing confirmed duct dimensions. / Straight duct has no confirmed centerline length or coordinates. / Emitted as review-only NOTE row because PDF text does not prove the full 3D DATA contract. | Lay out.pdf page 6, line 244 | 0.32 | HOLD | NEEDS_GEOMETRY_REVIEW | Detected straight duct marker without a nearby duct size.; Missing confirmed duct dimensions.; Straight duct has no confirmed centerline length or coordinates.; Emitted as review-only NOTE row because PDF text does not prove the full 3D DATA contract.
NOTE | 4320 | PDF-P06 |  |  |  |  | AI0432 |  |  |  |  | FITTING | ELBOW_UNKNOWN | [7 empty] | CUSTOM | [32 empty] | ELBOW | [17 empty] | INLET |  | OUTLET | [13 empty] | AI-0432 | Elbow Duct Fitting | Elbow Duct Fitting | 1 | EA | AUTO |  |  |  | review=Detected fitting text without a nearby duct size. / Missing confirmed duct dimensions. / Emitted as review-only NOTE row because PDF text does not prove the full 3D DATA contract. | Lay out.pdf page 6, line 248 | 0.35 | HOLD | NEEDS_GEOMETRY_REVIEW | Detected fitting text without a nearby duct size.; Missing confirmed duct dimensions.; Emitted as review-only NOTE row because PDF text does not prove the full 3D DATA contract.
NOTE | 4330 | PDF-P06 |  | SA |  |  | AI0433 |  |  |  |  | FITTING | ELBOW_RECT |  | RECT | [5 empty] | CUSTOM | [18 empty] | 12 | 18 |  |  |  | 12 | 18 |  | 12 | 18 |  |  |  |  | ELBOW | [17 empty] | INLET |  | OUTLET | [13 empty] | AI-0433 | Elbow Duct Fitting | Elbow Duct Fitting | 1 | EA | AUTO |  |  |  | service=SA ¦ printed_size=12x18 in ¦ review=Fitting token was associated from nearby PDF text context; verify grouping. / Emitted as review-only NOTE row because PDF text does not prove the full 3D DATA contract. ¦ TOD=148'-2" | Lay out.pdf page 6, line 249 | 0.8 | HOLD | NEEDS_GEOMETRY_REVIEW | Fitting token was associated from nearby PDF text context; verify grouping.; Emitted as review-only NOTE row because PDF text does not prove the full 3D DATA contract.
NOTE | 4340 | PDF-P06 |  | SA |  |  | AI0434 |  |  |  |  | FITTING | ELBOW_RECT |  | RECT | [5 empty] | CUSTOM | [18 empty] | 18 | 12 |  |  |  | 18 | 12 |  | 18 | 12 |  |  |  |  | ELBOW | [17 empty] | INLET |  | OUTLET | [13 empty] | AI-0434 | Elbow Duct Fitting | Elbow Duct Fitting | 1 | EA | AUTO |  |  |  | service=SA ¦ printed_size=18x12 in ¦ review=Fitting token was associated from nearby PDF text context; verify grouping. / Emitted as review-only NOTE row because PDF text does not prove the full 3D DATA contract. ¦ TOD=148'-2" | Lay out.pdf page 6, line 251 | 0.8 | HOLD | NEEDS_GEOMETRY_REVIEW | Fitting token was associated from nearby PDF text context; verify grouping.; Emitted as review-only NOTE row because PDF text does not prove the full 3D DATA contract.
NOTE | 4350 | PDF-P06 |  |  |  |  | AI0435 |  |  |  |  | FITTING | ELBOW_UNKNOWN | [7 empty] | CUSTOM | [32 empty] | ELBOW | [17 empty] | INLET |  | OUTLET | [13 empty] | AI-0435 | Elbow Duct Fitting | Elbow Duct Fitting | 1 | EA | AUTO |  |  |  | review=Detected fitting text without a nearby duct size. / Missing confirmed duct dimensions. / Emitted as review-only NOTE row because PDF text does not prove the full 3D DATA contract. | Lay out.pdf page 6, line 262 | 0.35 | HOLD | NEEDS_GEOMETRY_REVIEW | Detected fitting text without a nearby duct size.; Missing confirmed duct dimensions.; Emitted as review-only NOTE row because PDF text does not prove the full 3D DATA contract.
NOTE | 4360 | PDF-P06 |  |  |  |  | AI0436 |  |  |  |  | STRAIGHT | STRAIGHT_UNKNOWN | [7 empty] | CUSTOM | [32 empty] | NONE | [17 empty] | INLET |  | OUTLET | [13 empty] | AI-0436 | Straight Duct | Straight Duct | 1 | EA | AUTO |  |  |  | review=Detected straight duct marker without a nearby duct size. / Missing confirmed duct dimensions. / Straight duct has no confirmed centerline length or coordinates. / Emitted as review-only NOTE row because PDF text does not prove the full 3D DATA contract. | Lay out.pdf page 6, line 263 | 0.32 | HOLD | NEEDS_GEOMETRY_REVIEW | Detected straight duct marker without a nearby duct size.; Missing confirmed duct dimensions.; Straight duct has no confirmed centerline length or coordinates.; Emitted as review-only NOTE row because PDF text does not prove the full 3D DATA contract.
NOTE | 4370 | PDF-P06 |  | SA |  |  | AI0437 |  |  |  |  | STRAIGHT | STRAIGHT_RECT |  | RECT | [5 empty] | CUSTOM | [18 empty] | 8 | 12 |  |  |  | 8 | 12 |  | 8 | 12 |  |  |  |  | NONE | [17 empty] | INLET |  | OUTLET | [13 empty] | AI-0437 | Straight Duct | Straight Duct | 1 | EA | AUTO |  |  |  | service=SA ¦ printed_size=8x12 in ¦ review=Straight duct has no confirmed centerline length or coordinates. / Emitted as review-only NOTE row because PDF text does not prove the full 3D DATA contract. ¦ airflow=1200 CFM ¦ TOD=153'-1" | Lay out.pdf page 6, line 271 | 0.82 | HOLD | NEEDS_GEOMETRY_REVIEW | Straight duct has no confirmed centerline length or coordinates.; Emitted as review-only NOTE row because PDF text does not prove the full 3D DATA contract.
NOTE | 4380 | PDF-P06 |  |  |  |  | AI0438 |  |  |  |  | FITTING | WYE_UNKNOWN | [7 empty] | CUSTOM | [32 empty] | WYE | [17 empty] | INLET |  | OUTLET | [13 empty] | AI-0438 | Wye Duct Fitting | Wye Duct Fitting | 1 | EA | AUTO |  |  |  | review=Detected fitting text without a nearby duct size. / Missing confirmed duct dimensions. / Branch fitting needs confirmed branch port geometry before DATA export. / Emitted as review-only NOTE row because PDF text does not prove the full 3D DATA contract. | Lay out.pdf page 6, line 282 | 0.35 | HOLD | NEEDS_GEOMETRY_REVIEW | Detected fitting text without a nearby duct size.; Missing confirmed duct dimensions.; Branch fitting needs confirmed branch port geometry before DATA export.; Emitted as review-only NOTE row because PDF text does not prove the full 3D DATA contract.
NOTE | 4390 | PDF-P06 |  |  |  |  | AI0439 |  |  |  |  | FITTING | WYE_UNKNOWN | [7 empty] | CUSTOM | [32 empty] | WYE | [17 empty] | INLET |  | OUTLET | [13 empty] | AI-0439 | Wye Duct Fitting | Wye Duct Fitting | 1 | EA | AUTO |  |  |  | review=Detected fitting text without a nearby duct size. / Missing confirmed duct dimensions. / Branch fitting needs confirmed branch port geometry before DATA export. / Emitted as review-only NOTE row because PDF text does not prove the full 3D DATA contract. | Lay out.pdf page 6, line 284 | 0.35 | HOLD | NEEDS_GEOMETRY_REVIEW | Detected fitting text without a nearby duct size.; Missing confirmed duct dimensions.; Branch fitting needs confirmed branch port geometry before DATA export.; Emitted as review-only NOTE row because PDF text does not prove the full 3D DATA contract.
NOTE | 4400 | PDF-P06 |  |  |  |  | AI0440 |  |  |  |  | FITTING | ELBOW_UNKNOWN | [7 empty] | CUSTOM | [32 empty] | ELBOW | [17 empty] | INLET |  | OUTLET | [13 empty] | AI-0440 | Elbow Duct Fitting | Elbow Duct Fitting | 1 | EA | AUTO |  |  |  | review=Detected fitting text without a nearby duct size. / Missing confirmed duct dimensions. / Emitted as review-only NOTE row because PDF text does not prove the full 3D DATA contract. | Lay out.pdf page 6, line 288 | 0.35 | HOLD | NEEDS_GEOMETRY_REVIEW | Detected fitting text without a nearby duct size.; Missing confirmed duct dimensions.; Emitted as review-only NOTE row because PDF text does not prove the full 3D DATA contract.
NOTE | 4410 | PDF-P06 |  |  |  |  | AI0441 |  |  |  |  | STRAIGHT | STRAIGHT_UNKNOWN | [7 empty] | CUSTOM | [32 empty] | NONE | [17 empty] | INLET |  | OUTLET | [13 empty] | AI-0441 | Straight Duct | Straight Duct | 1 | EA | AUTO |  |  |  | review=Detected straight duct marker without a nearby duct size. / Missing confirmed duct dimensions. / Straight duct has no confirmed centerline length or coordinates. / Emitted as review-only NOTE row because PDF text does not prove the full 3D DATA contract. | Lay out.pdf page 6, line 290 | 0.32 | HOLD | NEEDS_GEOMETRY_REVIEW | Detected straight duct marker without a nearby duct size.; Missing confirmed duct dimensions.; Straight duct has no confirmed centerline length or coordinates.; Emitted as review-only NOTE row because PDF text does not prove the full 3D DATA contract.
NOTE | 4420 | PDF-P06 |  | SA |  |  | AI0442 |  |  |  |  | STRAIGHT | STRAIGHT_RECT |  | RECT | [5 empty] | CUSTOM | [18 empty] | 20 | 24 |  |  |  | 20 | 24 |  | 20 | 24 |  |  |  |  | NONE | [17 empty] | INLET |  | OUTLET | [13 empty] | AI-0442 | Straight Duct | Straight Duct | 1 | EA | AUTO |  |  |  | service=SA ¦ printed_size=20x24 in ¦ review=Straight duct has no confirmed centerline length or coordinates. / Emitted as review-only NOTE row because PDF text does not prove the full 3D DATA contract. ¦ TOD=154'-7" | Lay out.pdf page 6, line 306 | 0.77 | HOLD | NEEDS_GEOMETRY_REVIEW | Straight duct has no confirmed centerline length or coordinates.; Emitted as review-only NOTE row because PDF text does not prove the full 3D DATA contract.
NOTE | 4430 | PDF-P06 |  |  |  |  | AI0443 |  |  |  |  | FITTING | ELBOW_UNKNOWN | [7 empty] | CUSTOM | [32 empty] | ELBOW | [17 empty] | INLET |  | OUTLET | [13 empty] | AI-0443 | Elbow Duct Fitting | Elbow Duct Fitting | 1 | EA | AUTO |  |  |  | review=Detected fitting text without a nearby duct size. / Missing confirmed duct dimensions. / Emitted as review-only NOTE row because PDF text does not prove the full 3D DATA contract. | Lay out.pdf page 6, line 310 | 0.35 | HOLD | NEEDS_GEOMETRY_REVIEW | Detected fitting text without a nearby duct size.; Missing confirmed duct dimensions.; Emitted as review-only NOTE row because PDF text does not prove the full 3D DATA contract.
NOTE | 4440 | PDF-P06 |  | SR |  |  | AI0444 |  |  |  |  | STRAIGHT | STRAIGHT_RECT |  | RECT | [5 empty] | CUSTOM | [18 empty] | 6 | 12 |  |  |  | 6 | 12 |  | 6 | 12 |  |  |  |  | NONE | [17 empty] | INLET |  | OUTLET | [13 empty] | AI-0444 | Straight Duct | Straight Duct | 1 | EA | AUTO |  |  |  | service=SR ¦ printed_size=6x12 in ¦ review=Straight duct has no confirmed centerline length or coordinates. / Emitted as review-only NOTE row because PDF text does not prove the full 3D DATA contract. ¦ airflow=600 CFM | Lay out.pdf page 6, line 320 | 0.77 | HOLD | NEEDS_GEOMETRY_REVIEW | Straight duct has no confirmed centerline length or coordinates.; Emitted as review-only NOTE row because PDF text does not prove the full 3D DATA contract.
NOTE | 4450 | PDF-P06 |  | SR |  |  | AI0445 |  |  |  |  | STRAIGHT | STRAIGHT_RECT |  | RECT | [5 empty] | CUSTOM | [18 empty] | 6 | 12 |  |  |  | 6 | 12 |  | 6 | 12 |  |  |  |  | NONE | [17 empty] | INLET |  | OUTLET | [13 empty] | AI-0445 | Straight Duct | Straight Duct | 1 | EA | AUTO |  |  |  | service=SR ¦ printed_size=6x12 in ¦ review=Straight duct has no confirmed centerline length or coordinates. / Emitted as review-only NOTE row because PDF text does not prove the full 3D DATA contract. ¦ airflow=600 CFM ¦ TOD=148'-6" | Lay out.pdf page 6, line 324 | 0.82 | HOLD | NEEDS_GEOMETRY_REVIEW | Straight duct has no confirmed centerline length or coordinates.; Emitted as review-only NOTE row because PDF text does not prove the full 3D DATA contract.
NOTE | 4460 | PDF-P06 |  | SA |  |  | AI0446 |  |  |  |  | STRAIGHT | STRAIGHT_RECT |  | RECT | [5 empty] | CUSTOM | [18 empty] | 12 | 6 |  |  |  | 12 | 6 |  | 12 | 6 |  |  |  |  | NONE | [17 empty] | INLET |  | OUTLET | [13 empty] | AI-0446 | Straight Duct | Straight Duct | 1 | EA | AUTO |  |  |  | service=SA ¦ printed_size=12x6 in ¦ review=Straight duct has no confirmed centerline length or coordinates. / Emitted as review-only NOTE row because PDF text does not prove the full 3D DATA contract. ¦ airflow=600 CFM ¦ TOD=148'-6" | Lay out.pdf page 6, line 326 | 0.82 | HOLD | NEEDS_GEOMETRY_REVIEW | Straight duct has no confirmed centerline length or coordinates.; Emitted as review-only NOTE row because PDF text does not prove the full 3D DATA contract.
NOTE | 4470 | PDF-P06 |  | SR |  |  | AI0447 |  |  |  |  | FITTING | ELBOW_RECT |  | RECT | [5 empty] | CUSTOM | [18 empty] | 10 | 14 |  |  |  | 10 | 14 |  | 10 | 14 |  |  |  |  | ELBOW | [17 empty] | INLET |  | OUTLET | [13 empty] | AI-0447 | Elbow Duct Fitting | Elbow Duct Fitting | 1 | EA | AUTO |  |  |  | service=SR ¦ printed_size=10x14 in ¦ review=Fitting token was associated from nearby PDF text context; verify grouping. / Emitted as review-only NOTE row because PDF text does not prove the full 3D DATA contract. ¦ airflow=1500 CFM ¦ TOD=148'-6" | Lay out.pdf page 6, line 330 | 0.85 | HOLD | NEEDS_GEOMETRY_REVIEW | Fitting token was associated from nearby PDF text context; verify grouping.; Emitted as review-only NOTE row because PDF text does not prove the full 3D DATA contract.
NOTE | 4480 | PDF-P06 |  |  |  |  | AI0448 |  |  |  |  | FITTING | ELBOW_UNKNOWN | [7 empty] | CUSTOM | [32 empty] | ELBOW | [17 empty] | INLET |  | OUTLET | [13 empty] | AI-0448 | Elbow Duct Fitting | Elbow Duct Fitting | 1 | EA | AUTO |  |  |  | review=Detected fitting text without a nearby duct size. / Missing confirmed duct dimensions. / Emitted as review-only NOTE row because PDF text does not prove the full 3D DATA contract. | Lay out.pdf page 6, line 333 | 0.35 | HOLD | NEEDS_GEOMETRY_REVIEW | Detected fitting text without a nearby duct size.; Missing confirmed duct dimensions.; Emitted as review-only NOTE row because PDF text does not prove the full 3D DATA contract.
NOTE | 4490 | PDF-P06 |  | SR |  |  | AI0449 |  |  |  |  | FITTING | ELBOW_RECT |  | RECT | [5 empty] | CUSTOM | [18 empty] | 6 | 12 |  |  |  | 6 | 12 |  | 6 | 12 |  |  |  |  | ELBOW | [17 empty] | INLET |  | OUTLET | [13 empty] | AI-0449 | Elbow Duct Fitting | Elbow Duct Fitting | 1 | EA | AUTO |  |  |  | service=SR ¦ printed_size=6x12 in ¦ review=Fitting token was associated from nearby PDF text context; verify grouping. / Emitted as review-only NOTE row because PDF text does not prove the full 3D DATA contract. ¦ airflow=500 CFM | Lay out.pdf page 6, line 336 | 0.8 | HOLD | NEEDS_GEOMETRY_REVIEW | Fitting token was associated from nearby PDF text context; verify grouping.; Emitted as review-only NOTE row because PDF text does not prove the full 3D DATA contract.
NOTE | 4500 | PDF-P06 |  | SA |  |  | AI0450 |  |  |  |  | STRAIGHT | STRAIGHT_RECT |  | RECT | [5 empty] | CUSTOM | [18 empty] | 6 | 12 |  |  |  | 6 | 12 |  | 6 | 12 |  |  |  |  | NONE | [17 empty] | INLET |  | OUTLET | [13 empty] | AI-0450 | Straight Duct | Straight Duct | 1 | EA | AUTO |  |  |  | service=SA ¦ printed_size=6x12 in ¦ review=Straight duct has no confirmed centerline length or coordinates. / Emitted as review-only NOTE row because PDF text does not prove the full 3D DATA contract. ¦ airflow=500 CFM ¦ TOD=153'-4" | Lay out.pdf page 6, line 338 | 0.82 | HOLD | NEEDS_GEOMETRY_REVIEW | Straight duct has no confirmed centerline length or coordinates.; Emitted as review-only NOTE row because PDF text does not prove the full 3D DATA contract.
NOTE | 4510 | PDF-P06 |  | SA |  |  | AI0451 |  |  |  |  | STRAIGHT | STRAIGHT_RECT |  | RECT | [5 empty] | CUSTOM | [18 empty] | 16 | 18 |  |  |  | 16 | 18 |  | 16 | 18 |  |  |  |  | NONE | [17 empty] | INLET |  | OUTLET | [13 empty] | AI-0451 | Straight Duct | Straight Duct | 1 | EA | AUTO |  |  |  | service=SA ¦ printed_size=16x18 in ¦ review=Straight duct has no confirmed centerline length or coordinates. / Emitted as review-only NOTE row because PDF text does not prove the full 3D DATA contract. ¦ airflow=500 CFM ¦ TOD=153'-4" | Lay out.pdf page 6, line 340 | 0.82 | HOLD | NEEDS_GEOMETRY_REVIEW | Straight duct has no confirmed centerline length or coordinates.; Emitted as review-only NOTE row because PDF text does not prove the full 3D DATA contract.
NOTE | 4520 | PDF-P06 |  | SA |  |  | AI0452 |  |  |  |  | STRAIGHT | STRAIGHT_RECT |  | RECT | [5 empty] | CUSTOM | [18 empty] | 16 | 10 |  |  |  | 16 | 10 |  | 16 | 10 |  |  |  |  | NONE | [17 empty] | INLET |  | OUTLET | [13 empty] | AI-0452 | Straight Duct | Straight Duct | 1 | EA | AUTO |  |  |  | service=SA ¦ printed_size=16x10 in ¦ review=Straight duct has no confirmed centerline length or coordinates. / Emitted as review-only NOTE row because PDF text does not prove the full 3D DATA contract. ¦ airflow=500 CFM ¦ TOD=153'-4" | Lay out.pdf page 6, line 341 | 0.82 | HOLD | NEEDS_GEOMETRY_REVIEW | Straight duct has no confirmed centerline length or coordinates.; Emitted as review-only NOTE row because PDF text does not prove the full 3D DATA contract.
NOTE | 4530 | PDF-P06 |  | SR |  |  | AI0453 |  |  |  |  | STRAIGHT | STRAIGHT_RECT |  | RECT | [5 empty] | CUSTOM | [18 empty] | 6 | 12 |  |  |  | 6 | 12 |  | 6 | 12 |  |  |  |  | NONE | [17 empty] | INLET |  | OUTLET | [13 empty] | AI-0453 | Straight Duct | Straight Duct | 1 | EA | AUTO |  |  |  | service=SR ¦ printed_size=6x12 in ¦ review=Straight duct has no confirmed centerline length or coordinates. / Emitted as review-only NOTE row because PDF text does not prove the full 3D DATA contract. ¦ airflow=500 CFM | Lay out.pdf page 6, line 349 | 0.77 | HOLD | NEEDS_GEOMETRY_REVIEW | Straight duct has no confirmed centerline length or coordinates.; Emitted as review-only NOTE row because PDF text does not prove the full 3D DATA contract.
NOTE | 4540 | PDF-P06 |  |  |  |  | AI0454 |  |  |  |  | FITTING | ELBOW_UNKNOWN | [7 empty] | CUSTOM | [32 empty] | ELBOW | [17 empty] | INLET |  | OUTLET | [13 empty] | AI-0454 | Elbow Duct Fitting | Elbow Duct Fitting | 1 | EA | AUTO |  |  |  | review=Detected fitting text without a nearby duct size. / Missing confirmed duct dimensions. / Emitted as review-only NOTE row because PDF text does not prove the full 3D DATA contract. | Lay out.pdf page 6, line 353 | 0.35 | HOLD | NEEDS_GEOMETRY_REVIEW | Detected fitting text without a nearby duct size.; Missing confirmed duct dimensions.; Emitted as review-only NOTE row because PDF text does not prove the full 3D DATA contract.
NOTE | 4550 | PDF-P06 |  |  |  |  | AI0455 |  |  |  |  | FITTING | ELBOW_UNKNOWN | [7 empty] | CUSTOM | [32 empty] | ELBOW | [17 empty] | INLET |  | OUTLET | [13 empty] | AI-0455 | Elbow Duct Fitting | Elbow Duct Fitting | 1 | EA | AUTO |  |  |  | review=Detected fitting text without a nearby duct size. / Missing confirmed duct dimensions. / Emitted as review-only NOTE row because PDF text does not prove the full 3D DATA contract. | Lay out.pdf page 6, line 355 | 0.35 | HOLD | NEEDS_GEOMETRY_REVIEW | Detected fitting text without a nearby duct size.; Missing confirmed duct dimensions.; Emitted as review-only NOTE row because PDF text does not prove the full 3D DATA contract.
NOTE | 4560 | PDF-P06 |  |  |  |  | AI0456 |  |  |  |  | FITTING | ELBOW_UNKNOWN | [7 empty] | CUSTOM | [32 empty] | ELBOW | [17 empty] | INLET |  | OUTLET | [13 empty] | AI-0456 | Elbow Duct Fitting | Elbow Duct Fitting | 1 | EA | AUTO |  |  |  | review=Detected fitting text without a nearby duct size. / Missing confirmed duct dimensions. / Emitted as review-only NOTE row because PDF text does not prove the full 3D DATA contract. | Lay out.pdf page 6, line 357 | 0.35 | HOLD | NEEDS_GEOMETRY_REVIEW | Detected fitting text without a nearby duct size.; Missing confirmed duct dimensions.; Emitted as review-only NOTE row because PDF text does not prove the full 3D DATA contract.
NOTE | 4570 | PDF-P06 |  |  |  |  | AI0457 |  |  |  |  | FITTING | ELBOW_UNKNOWN | [7 empty] | CUSTOM | [32 empty] | ELBOW | [17 empty] | INLET |  | OUTLET | [13 empty] | AI-0457 | Elbow Duct Fitting | Elbow Duct Fitting | 1 | EA | AUTO |  |  |  | review=Detected fitting text without a nearby duct size. / Missing confirmed duct dimensions. / Emitted as review-only NOTE row because PDF text does not prove the full 3D DATA contract. | Lay out.pdf page 6, line 359 | 0.35 | HOLD | NEEDS_GEOMETRY_REVIEW | Detected fitting text without a nearby duct size.; Missing confirmed duct dimensions.; Emitted as review-only NOTE row because PDF text does not prove the full 3D DATA contract.
NOTE | 4580 | PDF-P06 |  |  |  |  | AI0458 |  |  |  |  | FITTING | ELBOW_UNKNOWN | [7 empty] | CUSTOM | [32 empty] | ELBOW | [17 empty] | INLET |  | OUTLET | [13 empty] | AI-0458 | Elbow Duct Fitting | Elbow Duct Fitting | 1 | EA | AUTO |  |  |  | review=Detected fitting text without a nearby duct size. / Missing confirmed duct dimensions. / Emitted as review-only NOTE row because PDF text does not prove the full 3D DATA contract. | Lay out.pdf page 6, line 361 | 0.35 | HOLD | NEEDS_GEOMETRY_REVIEW | Detected fitting text without a nearby duct size.; Missing confirmed duct dimensions.; Emitted as review-only NOTE row because PDF text does not prove the full 3D DATA contract.
NOTE | 4590 | PDF-P06 |  |  |  |  | AI0459 |  |  |  |  | STRAIGHT | STRAIGHT_UNKNOWN | [7 empty] | CUSTOM | [32 empty] | NONE | [17 empty] | INLET |  | OUTLET | [13 empty] | AI-0459 | Straight Duct | Straight Duct | 1 | EA | AUTO |  |  |  | review=Detected straight duct marker without a nearby duct size. / Missing confirmed duct dimensions. / Straight duct has no confirmed centerline length or coordinates. / Emitted as review-only NOTE row because PDF text does not prove the full 3D DATA contract. | Lay out.pdf page 6, line 363 | 0.32 | HOLD | NEEDS_GEOMETRY_REVIEW | Detected straight duct marker without a nearby duct size.; Missing confirmed duct dimensions.; Straight duct has no confirmed centerline length or coordinates.; Emitted as review-only NOTE row because PDF text does not prove the full 3D DATA contract.
NOTE | 4600 | PDF-P06 |  |  |  |  | AI0460 |  |  |  |  | STRAIGHT | STRAIGHT_UNKNOWN | [7 empty] | CUSTOM | [32 empty] | NONE | [17 empty] | INLET |  | OUTLET | [13 empty] | AI-0460 | Straight Duct | Straight Duct | 1 | EA | AUTO |  |  |  | review=Detected straight duct marker without a nearby duct size. / Missing confirmed duct dimensions. / Straight duct has no confirmed centerline length or coordinates. / Emitted as review-only NOTE row because PDF text does not prove the full 3D DATA contract. | Lay out.pdf page 6, line 366 | 0.32 | HOLD | NEEDS_GEOMETRY_REVIEW | Detected straight duct marker without a nearby duct size.; Missing confirmed duct dimensions.; Straight duct has no confirmed centerline length or coordinates.; Emitted as review-only NOTE row because PDF text does not prove the full 3D DATA contract.
NOTE | 4610 | PDF-P06 |  |  |  |  | AI0461 |  |  |  |  | FITTING | ELBOW_UNKNOWN | [7 empty] | CUSTOM | [32 empty] | ELBOW | [17 empty] | INLET |  | OUTLET | [13 empty] | AI-0461 | Elbow Duct Fitting | Elbow Duct Fitting | 1 | EA | AUTO |  |  |  | review=Detected fitting text without a nearby duct size. / Missing confirmed duct dimensions. / Emitted as review-only NOTE row because PDF text does not prove the full 3D DATA contract. | Lay out.pdf page 6, line 368 | 0.35 | HOLD | NEEDS_GEOMETRY_REVIEW | Detected fitting text without a nearby duct size.; Missing confirmed duct dimensions.; Emitted as review-only NOTE row because PDF text does not prove the full 3D DATA contract.
NOTE | 4620 | PDF-P06 |  | SA |  |  | AI0462 |  |  |  |  | FITTING | ELBOW_RECT |  | RECT | [5 empty] | CUSTOM | [18 empty] | 12 | 12 |  |  |  | 12 | 12 |  | 12 | 12 |  |  |  |  | ELBOW | [17 empty] | INLET |  | OUTLET | [13 empty] | AI-0462 | Elbow Duct Fitting | Elbow Duct Fitting | 1 | EA | AUTO |  |  |  | service=SA ¦ printed_size=12x12 in ¦ review=Fitting token was associated from nearby PDF text context; verify grouping. / Emitted as review-only NOTE row because PDF text does not prove the full 3D DATA contract. ¦ TOD=153'-1" | Lay out.pdf page 6, line 370 | 0.8 | HOLD | NEEDS_GEOMETRY_REVIEW | Fitting token was associated from nearby PDF text context; verify grouping.; Emitted as review-only NOTE row because PDF text does not prove the full 3D DATA contract.
NOTE | 4630 | PDF-P06 |  | SA |  |  | AI0463 |  |  |  |  | STRAIGHT | STRAIGHT_RECT |  | RECT | [5 empty] | CUSTOM | [18 empty] | 10 | 14 |  |  |  | 10 | 14 |  | 10 | 14 |  |  |  |  | NONE | [17 empty] | INLET |  | OUTLET | [13 empty] | AI-0463 | Straight Duct | Straight Duct | 1 | EA | AUTO |  |  |  | service=SA ¦ printed_size=10x14 in ¦ review=Straight duct has no confirmed centerline length or coordinates. / Emitted as review-only NOTE row because PDF text does not prove the full 3D DATA contract. ¦ TOD=153'-1" | Lay out.pdf page 6, line 374 | 0.77 | HOLD | NEEDS_GEOMETRY_REVIEW | Straight duct has no confirmed centerline length or coordinates.; Emitted as review-only NOTE row because PDF text does not prove the full 3D DATA contract.
NOTE | 4640 | PDF-P06 |  |  |  |  | AI0464 |  |  |  |  | FITTING | ELBOW_UNKNOWN | [7 empty] | CUSTOM | [32 empty] | ELBOW | [17 empty] | INLET |  | OUTLET | [13 empty] | AI-0464 | Elbow Duct Fitting | Elbow Duct Fitting | 1 | EA | AUTO |  |  |  | review=Detected fitting text without a nearby duct size. / Missing confirmed duct dimensions. / Emitted as review-only NOTE row because PDF text does not prove the full 3D DATA contract. | Lay out.pdf page 6, line 378 | 0.35 | HOLD | NEEDS_GEOMETRY_REVIEW | Detected fitting text without a nearby duct size.; Missing confirmed duct dimensions.; Emitted as review-only NOTE row because PDF text does not prove the full 3D DATA contract.
NOTE | 4650 | PDF-P06 |  | SR |  |  | AI0465 |  |  |  |  | FITTING | ELBOW_RECT |  | RECT | [5 empty] | CUSTOM | [18 empty] | 14 | 10 |  |  |  | 14 | 10 |  | 14 | 10 |  |  |  |  | ELBOW | [17 empty] | INLET |  | OUTLET | [13 empty] | AI-0465 | Elbow Duct Fitting | Elbow Duct Fitting | 1 | EA | AUTO |  |  |  | service=SR ¦ printed_size=14x10 in ¦ review=Fitting token was associated from nearby PDF text context; verify grouping. / Emitted as review-only NOTE row because PDF text does not prove the full 3D DATA contract. ¦ airflow=1500 CFM | Lay out.pdf page 6, line 381 | 0.8 | HOLD | NEEDS_GEOMETRY_REVIEW | Fitting token was associated from nearby PDF text context; verify grouping.; Emitted as review-only NOTE row because PDF text does not prove the full 3D DATA contract.
NOTE | 4660 | PDF-P06 |  |  |  |  | AI0466 |  |  |  |  | STRAIGHT | STRAIGHT_UNKNOWN | [7 empty] | CUSTOM | [32 empty] | NONE | [17 empty] | INLET |  | OUTLET | [13 empty] | AI-0466 | Straight Duct | Straight Duct | 1 | EA | AUTO |  |  |  | review=Detected straight duct marker without a nearby duct size. / Missing confirmed duct dimensions. / Straight duct has no confirmed centerline length or coordinates. / Emitted as review-only NOTE row because PDF text does not prove the full 3D DATA contract. | Lay out.pdf page 6, line 388 | 0.32 | HOLD | NEEDS_GEOMETRY_REVIEW | Detected straight duct marker without a nearby duct size.; Missing confirmed duct dimensions.; Straight duct has no confirmed centerline length or coordinates.; Emitted as review-only NOTE row because PDF text does not prove the full 3D DATA contract.
NOTE | 4670 | PDF-P06 |  |  |  |  | AI0467 |  |  |  |  | FITTING | ELBOW_UNKNOWN | [7 empty] | CUSTOM | [32 empty] | ELBOW | [17 empty] | INLET |  | OUTLET | [13 empty] | AI-0467 | Elbow Duct Fitting | Elbow Duct Fitting | 1 | EA | AUTO |  |  |  | review=Detected fitting text without a nearby duct size. / Missing confirmed duct dimensions. / Emitted as review-only NOTE row because PDF text does not prove the full 3D DATA contract. | Lay out.pdf page 6, line 392 | 0.35 | HOLD | NEEDS_GEOMETRY_REVIEW | Detected fitting text without a nearby duct size.; Missing confirmed duct dimensions.; Emitted as review-only NOTE row because PDF text does not prove the full 3D DATA contract.
NOTE | 4680 | PDF-P06 |  | SR |  |  | AI0468 |  |  |  |  | STRAIGHT | STRAIGHT_RECT |  | RECT | [5 empty] | CUSTOM | [18 empty] | 14 | 10 |  |  |  | 14 | 10 |  | 14 | 10 |  |  |  |  | NONE | [17 empty] | INLET |  | OUTLET | [13 empty] | AI-0468 | Straight Duct | Straight Duct | 1 | EA | AUTO |  |  |  | service=SR ¦ printed_size=14x10 in ¦ review=Straight duct has no confirmed centerline length or coordinates. / Emitted as review-only NOTE row because PDF text does not prove the full 3D DATA contract. ¦ airflow=1500 CFM | Lay out.pdf page 6, line 396 | 0.77 | HOLD | NEEDS_GEOMETRY_REVIEW | Straight duct has no confirmed centerline length or coordinates.; Emitted as review-only NOTE row because PDF text does not prove the full 3D DATA contract.
NOTE | 4690 | PDF-P06 |  | SA |  |  | AI0469 |  |  |  |  | FITTING | ELBOW_RECT |  | RECT | [5 empty] | CUSTOM | [18 empty] | 28 | 16 |  |  |  | 28 | 16 |  | 28 | 16 |  |  |  |  | ELBOW | [17 empty] | INLET |  | OUTLET | [13 empty] | AI-0469 | Elbow Duct Fitting | Elbow Duct Fitting | 1 | EA | AUTO |  |  |  | service=SA ¦ printed_size=28x16 in ¦ review=Fitting token was associated from nearby PDF text context; verify grouping. / Emitted as review-only NOTE row because PDF text does not prove the full 3D DATA contract. ¦ airflow=6000 CFM | Lay out.pdf page 6, line 405 | 0.8 | HOLD | NEEDS_GEOMETRY_REVIEW | Fitting token was associated from nearby PDF text context; verify grouping.; Emitted as review-only NOTE row because PDF text does not prove the full 3D DATA contract.
NOTE | 4700 | PDF-P06 |  |  |  |  | AI0470 |  |  |  |  | FITTING | ELBOW_UNKNOWN | [7 empty] | CUSTOM | [32 empty] | ELBOW | [17 empty] | INLET |  | OUTLET | [13 empty] | AI-0470 | Elbow Duct Fitting | Elbow Duct Fitting | 1 | EA | AUTO |  |  |  | review=Detected fitting text without a nearby duct size. / Missing confirmed duct dimensions. / Emitted as review-only NOTE row because PDF text does not prove the full 3D DATA contract. | Lay out.pdf page 6, line 408 | 0.35 | HOLD | NEEDS_GEOMETRY_REVIEW | Detected fitting text without a nearby duct size.; Missing confirmed duct dimensions.; Emitted as review-only NOTE row because PDF text does not prove the full 3D DATA contract.
NOTE | 4710 | PDF-P06 |  |  |  |  | AI0471 |  |  |  |  | FITTING | ELBOW_UNKNOWN | [7 empty] | CUSTOM | [32 empty] | ELBOW | [17 empty] | INLET |  | OUTLET | [13 empty] | AI-0471 | Elbow Duct Fitting | Elbow Duct Fitting | 1 | EA | AUTO |  |  |  | review=Detected fitting text without a nearby duct size. / Missing confirmed duct dimensions. / Emitted as review-only NOTE row because PDF text does not prove the full 3D DATA contract. | Lay out.pdf page 6, line 420 | 0.35 | HOLD | NEEDS_GEOMETRY_REVIEW | Detected fitting text without a nearby duct size.; Missing confirmed duct dimensions.; Emitted as review-only NOTE row because PDF text does not prove the full 3D DATA contract.
NOTE | 4720 | PDF-P06 |  | SA |  |  | AI0472 |  |  |  |  | FITTING | ELBOW_RECT |  | RECT | [5 empty] | CUSTOM | [18 empty] | 16 | 10 |  |  |  | 16 | 10 |  | 16 | 10 |  |  |  |  | ELBOW | [17 empty] | INLET |  | OUTLET | [13 empty] | AI-0472 | Elbow Duct Fitting | Elbow Duct Fitting | 1 | EA | AUTO |  |  |  | service=SA ¦ printed_size=16x10 in ¦ review=Fitting token was associated from nearby PDF text context; verify grouping. / Emitted as review-only NOTE row because PDF text does not prove the full 3D DATA contract. ¦ TOD=154'-2" | Lay out.pdf page 6, line 423 | 0.8 | HOLD | NEEDS_GEOMETRY_REVIEW | Fitting token was associated from nearby PDF text context; verify grouping.; Emitted as review-only NOTE row because PDF text does not prove the full 3D DATA contract.
NOTE | 4730 | PDF-P06 |  |  |  |  | AI0473 |  |  |  |  | FITTING | ELBOW_UNKNOWN | [7 empty] | CUSTOM | [32 empty] | ELBOW | [17 empty] | INLET |  | OUTLET | [13 empty] | AI-0473 | Elbow Duct Fitting | Elbow Duct Fitting | 1 | EA | AUTO |  |  |  | review=Detected fitting text without a nearby duct size. / Missing confirmed duct dimensions. / Emitted as review-only NOTE row because PDF text does not prove the full 3D DATA contract. | Lay out.pdf page 6, line 426 | 0.35 | HOLD | NEEDS_GEOMETRY_REVIEW | Detected fitting text without a nearby duct size.; Missing confirmed duct dimensions.; Emitted as review-only NOTE row because PDF text does not prove the full 3D DATA contract.
NOTE | 4740 | PDF-P06 |  |  |  |  | AI0474 |  |  |  |  | FITTING | ELBOW_UNKNOWN | [7 empty] | CUSTOM | [32 empty] | ELBOW | [17 empty] | INLET |  | OUTLET | [13 empty] | AI-0474 | Elbow Duct Fitting | Elbow Duct Fitting | 1 | EA | AUTO |  |  |  | review=Detected fitting text without a nearby duct size. / Missing confirmed duct dimensions. / Emitted as review-only NOTE row because PDF text does not prove the full 3D DATA contract. | Lay out.pdf page 6, line 428 | 0.35 | HOLD | NEEDS_GEOMETRY_REVIEW | Detected fitting text without a nearby duct size.; Missing confirmed duct dimensions.; Emitted as review-only NOTE row because PDF text does not prove the full 3D DATA contract.
NOTE | 4750 | PDF-P06 |  | SA |  |  | AI0475 |  |  |  |  | FITTING | ELBOW_RECT |  | RECT | [5 empty] | CUSTOM | [18 empty] | 16 | 10 |  |  |  | 16 | 10 |  | 16 | 10 |  |  |  |  | ELBOW | [17 empty] | INLET |  | OUTLET | [13 empty] | AI-0475 | Elbow Duct Fitting | Elbow Duct Fitting | 1 | EA | AUTO |  |  |  | service=SA ¦ printed_size=16x10 in ¦ review=Fitting token was associated from nearby PDF text context; verify grouping. / Emitted as review-only NOTE row because PDF text does not prove the full 3D DATA contract. ¦ TOD=155'-3" | Lay out.pdf page 6, line 430 | 0.8 | HOLD | NEEDS_GEOMETRY_REVIEW | Fitting token was associated from nearby PDF text context; verify grouping.; Emitted as review-only NOTE row because PDF text does not prove the full 3D DATA contract.
NOTE | 4760 | PDF-P06 |  |  |  |  | AI0476 |  |  |  |  | STRAIGHT | STRAIGHT_UNKNOWN | [7 empty] | CUSTOM | [32 empty] | NONE | [17 empty] | INLET |  | OUTLET | [13 empty] | AI-0476 | Straight Duct | Straight Duct | 1 | EA | AUTO |  |  |  | review=Detected straight duct marker without a nearby duct size. / Missing confirmed duct dimensions. / Straight duct has no confirmed centerline length or coordinates. / Emitted as review-only NOTE row because PDF text does not prove the full 3D DATA contract. | Lay out.pdf page 6, line 440 | 0.32 | HOLD | NEEDS_GEOMETRY_REVIEW | Detected straight duct marker without a nearby duct size.; Missing confirmed duct dimensions.; Straight duct has no confirmed centerline length or coordinates.; Emitted as review-only NOTE row because PDF text does not prove the full 3D DATA contract.
NOTE | 4770 | PDF-P06 |  |  |  |  | AI0477 |  |  |  |  | STRAIGHT | STRAIGHT_UNKNOWN | [7 empty] | CUSTOM | [32 empty] | NONE | [17 empty] | INLET |  | OUTLET | [13 empty] | AI-0477 | Straight Duct | Straight Duct | 1 | EA | AUTO |  |  |  | review=Detected straight duct marker without a nearby duct size. / Missing confirmed duct dimensions. / Straight duct has no confirmed centerline length or coordinates. / Emitted as review-only NOTE row because PDF text does not prove the full 3D DATA contract. | Lay out.pdf page 6, line 441 | 0.32 | HOLD | NEEDS_GEOMETRY_REVIEW | Detected straight duct marker without a nearby duct size.; Missing confirmed duct dimensions.; Straight duct has no confirmed centerline length or coordinates.; Emitted as review-only NOTE row because PDF text does not prove the full 3D DATA contract.
NOTE | 4780 | PDF-P06 |  |  |  |  | AI0478 |  |  |  |  | FITTING | ELBOW_UNKNOWN | [7 empty] | CUSTOM | [32 empty] | ELBOW | [17 empty] | INLET |  | OUTLET | [13 empty] | AI-0478 | Elbow Duct Fitting | Elbow Duct Fitting | 1 | EA | AUTO |  |  |  | review=Detected fitting text without a nearby duct size. / Missing confirmed duct dimensions. / Emitted as review-only NOTE row because PDF text does not prove the full 3D DATA contract. | Lay out.pdf page 6, line 443 | 0.35 | HOLD | NEEDS_GEOMETRY_REVIEW | Detected fitting text without a nearby duct size.; Missing confirmed duct dimensions.; Emitted as review-only NOTE row because PDF text does not prove the full 3D DATA contract.
NOTE | 4790 | PDF-P06 |  |  |  |  | AI0479 |  |  |  |  | FITTING | ELBOW_UNKNOWN | [7 empty] | CUSTOM | [32 empty] | ELBOW | [17 empty] | INLET |  | OUTLET | [13 empty] | AI-0479 | Elbow Duct Fitting | Elbow Duct Fitting | 1 | EA | AUTO |  |  |  | review=Detected fitting text without a nearby duct size. / Missing confirmed duct dimensions. / Emitted as review-only NOTE row because PDF text does not prove the full 3D DATA contract. | Lay out.pdf page 6, line 449 | 0.35 | HOLD | NEEDS_GEOMETRY_REVIEW | Detected fitting text without a nearby duct size.; Missing confirmed duct dimensions.; Emitted as review-only NOTE row because PDF text does not prove the full 3D DATA contract.
NOTE | 4800 | PDF-P06 |  | SA |  |  | AI0480 |  |  |  |  | STRAIGHT | STRAIGHT_RECT |  | RECT | [5 empty] | CUSTOM | [18 empty] | 8 | 10 |  |  |  | 8 | 10 |  | 8 | 10 |  |  |  |  | NONE | [17 empty] | INLET |  | OUTLET | [13 empty] | AI-0480 | Straight Duct | Straight Duct | 1 | EA | AUTO |  |  |  | service=SA ¦ printed_size=8x10 in ¦ review=Straight duct has no confirmed centerline length or coordinates. / Emitted as review-only NOTE row because PDF text does not prove the full 3D DATA contract. ¦ TOD=155'-3" | Lay out.pdf page 6, line 450 | 0.77 | HOLD | NEEDS_GEOMETRY_REVIEW | Straight duct has no confirmed centerline length or coordinates.; Emitted as review-only NOTE row because PDF text does not prove the full 3D DATA contract.
NOTE | 4810 | PDF-P06 |  |  |  |  | AI0481 |  |  |  |  | STRAIGHT | STRAIGHT_UNKNOWN | [7 empty] | CUSTOM | [32 empty] | NONE | [17 empty] | INLET |  | OUTLET | [13 empty] | AI-0481 | Straight Duct | Straight Duct | 1 | EA | AUTO |  |  |  | review=Detected straight duct marker without a nearby duct size. / Missing confirmed duct dimensions. / Straight duct has no confirmed centerline length or coordinates. / Emitted as review-only NOTE row because PDF text does not prove the full 3D DATA contract. | Lay out.pdf page 6, line 453 | 0.32 | HOLD | NEEDS_GEOMETRY_REVIEW | Detected straight duct marker without a nearby duct size.; Missing confirmed duct dimensions.; Straight duct has no confirmed centerline length or coordinates.; Emitted as review-only NOTE row because PDF text does not prove the full 3D DATA contract.
NOTE | 4820 | PDF-P06 |  | SA |  |  | AI0482 |  |  |  |  | STRAIGHT | STRAIGHT_RECT |  | RECT | [5 empty] | CUSTOM | [16 empty] | 11 | 11 | 8 | 10 |  |  |  | 8 | 10 |  | 8 | 10 |  |  |  |  | NONE | [17 empty] | INLET |  | OUTLET | [13 empty] | AI-0482 | Straight Duct | Straight Duct | 1 | EA | AUTO |  |  |  | service=SA ¦ printed_size=8x10 in ¦ review=Straight length was associated from nearby PDF text context; verify grouping. / Emitted as review-only NOTE row because PDF text does not prove the full 3D DATA contract. ¦ TOD=155'-3" | Lay out.pdf page 6, line 458 | 0.82 | HOLD | NEEDS_GEOMETRY_REVIEW | Straight length was associated from nearby PDF text context; verify grouping.; Emitted as review-only NOTE row because PDF text does not prove the full 3D DATA contract.
NOTE | 4830 | PDF-P06 |  |  |  |  | AI0483 |  |  |  |  | STRAIGHT | STRAIGHT_UNKNOWN | [7 empty] | CUSTOM | [32 empty] | NONE | [17 empty] | INLET |  | OUTLET | [13 empty] | AI-0483 | Straight Duct | Straight Duct | 1 | EA | AUTO |  |  |  | review=Detected straight duct marker without a nearby duct size. / Missing confirmed duct dimensions. / Straight duct has no confirmed centerline length or coordinates. / Emitted as review-only NOTE row because PDF text does not prove the full 3D DATA contract. | Lay out.pdf page 6, line 461 | 0.32 | HOLD | NEEDS_GEOMETRY_REVIEW | Detected straight duct marker without a nearby duct size.; Missing confirmed duct dimensions.; Straight duct has no confirmed centerline length or coordinates.; Emitted as review-only NOTE row because PDF text does not prove the full 3D DATA contract.
NOTE | 4840 | PDF-P06 |  | SA |  |  | AI0484 |  |  |  |  | STRAIGHT | STRAIGHT_RECT |  | RECT | [5 empty] | CUSTOM | [16 empty] | 11 | 11 | 20 | 24 |  |  |  | 20 | 24 |  | 20 | 24 |  |  |  |  | NONE | [17 empty] | INLET |  | OUTLET | [13 empty] | AI-0484 | Straight Duct | Straight Duct | 1 | EA | AUTO |  |  |  | service=SA ¦ printed_size=20x24 in ¦ review=Straight length was associated from nearby PDF text context; verify grouping. / Emitted as review-only NOTE row because PDF text does not prove the full 3D DATA contract. ¦ airflow=6700 CFM | Lay out.pdf page 6, line 463 | 0.82 | HOLD | NEEDS_GEOMETRY_REVIEW | Straight length was associated from nearby PDF text context; verify grouping.; Emitted as review-only NOTE row because PDF text does not prove the full 3D DATA contract.
NOTE | 4850 | PDF-P06 |  | SA |  |  | AI0485 |  |  |  |  | STRAIGHT | STRAIGHT_RECT |  | RECT | [5 empty] | CUSTOM | [18 empty] | 20 | 24 |  |  |  | 20 | 24 |  | 20 | 24 |  |  |  |  | NONE | [17 empty] | INLET |  | OUTLET | [13 empty] | AI-0485 | Straight Duct | Straight Duct | 1 | EA | AUTO |  |  |  | service=SA ¦ printed_size=20x24 in ¦ review=Straight duct has no confirmed centerline length or coordinates. / Emitted as review-only NOTE row because PDF text does not prove the full 3D DATA contract. ¦ airflow=7200 CFM | Lay out.pdf page 6, line 468 | 0.77 | HOLD | NEEDS_GEOMETRY_REVIEW | Straight duct has no confirmed centerline length or coordinates.; Emitted as review-only NOTE row because PDF text does not prove the full 3D DATA contract.
NOTE | 4860 | PDF-P06 |  |  |  |  | AI0486 |  |  |  |  | STRAIGHT | STRAIGHT_UNKNOWN | [7 empty] | CUSTOM | [32 empty] | NONE | [17 empty] | INLET |  | OUTLET | [13 empty] | AI-0486 | Straight Duct | Straight Duct | 1 | EA | AUTO |  |  |  | review=Detected straight duct marker without a nearby duct size. / Missing confirmed duct dimensions. / Straight duct has no confirmed centerline length or coordinates. / Emitted as review-only NOTE row because PDF text does not prove the full 3D DATA contract. | Lay out.pdf page 6, line 472 | 0.32 | HOLD | NEEDS_GEOMETRY_REVIEW | Detected straight duct marker without a nearby duct size.; Missing confirmed duct dimensions.; Straight duct has no confirmed centerline length or coordinates.; Emitted as review-only NOTE row because PDF text does not prove the full 3D DATA contract.
NOTE | 4870 | PDF-P06 |  |  |  |  | AI0487 |  |  |  |  | STRAIGHT | STRAIGHT_UNKNOWN | [7 empty] | CUSTOM | [32 empty] | NONE | [17 empty] | INLET |  | OUTLET | [13 empty] | AI-0487 | Straight Duct | Straight Duct | 1 | EA | AUTO |  |  |  | review=Detected straight duct marker without a nearby duct size. / Missing confirmed duct dimensions. / Straight duct has no confirmed centerline length or coordinates. / Emitted as review-only NOTE row because PDF text does not prove the full 3D DATA contract. | Lay out.pdf page 6, line 473 | 0.32 | HOLD | NEEDS_GEOMETRY_REVIEW | Detected straight duct marker without a nearby duct size.; Missing confirmed duct dimensions.; Straight duct has no confirmed centerline length or coordinates.; Emitted as review-only NOTE row because PDF text does not prove the full 3D DATA contract.
NOTE | 4880 | PDF-P06 |  |  |  |  | AI0488 |  |  |  |  | STRAIGHT | STRAIGHT_UNKNOWN | [7 empty] | CUSTOM | [32 empty] | NONE | [17 empty] | INLET |  | OUTLET | [13 empty] | AI-0488 | Straight Duct | Straight Duct | 1 | EA | AUTO |  |  |  | review=Detected straight duct marker without a nearby duct size. / Missing confirmed duct dimensions. / Straight duct has no confirmed centerline length or coordinates. / Emitted as review-only NOTE row because PDF text does not prove the full 3D DATA contract. | Lay out.pdf page 6, line 474 | 0.32 | HOLD | NEEDS_GEOMETRY_REVIEW | Detected straight duct marker without a nearby duct size.; Missing confirmed duct dimensions.; Straight duct has no confirmed centerline length or coordinates.; Emitted as review-only NOTE row because PDF text does not prove the full 3D DATA contract.
NOTE | 4890 | PDF-P06 |  | SA |  |  | AI0489 |  |  |  |  | STRAIGHT | STRAIGHT_RECT |  | RECT | [5 empty] | CUSTOM | [18 empty] | 6 | 12 |  |  |  | 6 | 12 |  | 6 | 12 |  |  |  |  | NONE | [17 empty] | INLET |  | OUTLET | [13 empty] | AI-0489 | Straight Duct | Straight Duct | 1 | EA | AUTO |  |  |  | service=SA ¦ printed_size=6x12 in ¦ review=Straight duct has no confirmed centerline length or coordinates. / Emitted as review-only NOTE row because PDF text does not prove the full 3D DATA contract. ¦ TOD=148'-6" | Lay out.pdf page 6, line 482 | 0.77 | HOLD | NEEDS_GEOMETRY_REVIEW | Straight duct has no confirmed centerline length or coordinates.; Emitted as review-only NOTE row because PDF text does not prove the full 3D DATA contract.
NOTE | 4900 | PDF-P06 |  | SA |  |  | AI0490 |  |  |  |  | STRAIGHT | STRAIGHT_RECT |  | RECT | [5 empty] | CUSTOM | [18 empty] | 16 | 18 |  |  |  | 16 | 18 |  | 16 | 18 |  |  |  |  | NONE | [17 empty] | INLET |  | OUTLET | [13 empty] | AI-0490 | Straight Duct | Straight Duct | 1 | EA | AUTO |  |  |  | service=SA ¦ printed_size=16x18 in ¦ review=Straight duct has no confirmed centerline length or coordinates. / Emitted as review-only NOTE row because PDF text does not prove the full 3D DATA contract. ¦ TOD=148'-6" | Lay out.pdf page 6, line 484 | 0.77 | HOLD | NEEDS_GEOMETRY_REVIEW | Straight duct has no confirmed centerline length or coordinates.; Emitted as review-only NOTE row because PDF text does not prove the full 3D DATA contract.
NOTE | 4910 | PDF-P06 |  | SA |  |  | AI0491 |  |  |  |  | STRAIGHT | STRAIGHT_RECT |  | RECT | [5 empty] | CUSTOM | [16 empty] | 15 | 15 | 18 | 14 |  |  |  | 18 | 14 |  | 18 | 14 |  |  |  |  | NONE | [17 empty] | INLET |  | OUTLET | [13 empty] | AI-0491 | Straight Duct | Straight Duct | 1 | EA | AUTO |  |  |  | service=SA ¦ printed_size=18x14 in ¦ review=Straight length was associated from nearby PDF text context; verify grouping. / Emitted as review-only NOTE row because PDF text does not prove the full 3D DATA contract. ¦ TOD=153'-4" | Lay out.pdf page 6, line 490 | 0.82 | HOLD | NEEDS_GEOMETRY_REVIEW | Straight length was associated from nearby PDF text context; verify grouping.; Emitted as review-only NOTE row because PDF text does not prove the full 3D DATA contract.
NOTE | 4920 | PDF-P06 |  |  |  |  | AI0492 |  |  |  |  | STRAIGHT | STRAIGHT_UNKNOWN | [7 empty] | CUSTOM | [32 empty] | NONE | [17 empty] | INLET |  | OUTLET | [13 empty] | AI-0492 | Straight Duct | Straight Duct | 1 | EA | AUTO |  |  |  | review=Detected straight duct marker without a nearby duct size. / Missing confirmed duct dimensions. / Straight duct has no confirmed centerline length or coordinates. / Emitted as review-only NOTE row because PDF text does not prove the full 3D DATA contract. | Lay out.pdf page 6, line 492 | 0.32 | HOLD | NEEDS_GEOMETRY_REVIEW | Detected straight duct marker without a nearby duct size.; Missing confirmed duct dimensions.; Straight duct has no confirmed centerline length or coordinates.; Emitted as review-only NOTE row because PDF text does not prove the full 3D DATA contract.
NOTE | 4930 | PDF-P06 |  | SR |  |  | AI0493 |  |  |  |  | STRAIGHT | STRAIGHT_RECT |  | RECT | [5 empty] | CUSTOM | [16 empty] | 15 | 15 | 18 | 14 |  |  |  | 18 | 14 |  | 18 | 14 |  |  |  |  | NONE | [17 empty] | INLET |  | OUTLET | [13 empty] | AI-0493 | Straight Duct | Straight Duct | 1 | EA | AUTO |  |  |  | service=SR ¦ printed_size=18x14 in ¦ review=Straight length was associated from nearby PDF text context; verify grouping. / Emitted as review-only NOTE row because PDF text does not prove the full 3D DATA contract. ¦ airflow=1000 CFM ¦ TOD=153'-4" | Lay out.pdf page 6, line 494 | 0.87 | HOLD | NEEDS_GEOMETRY_REVIEW | Straight length was associated from nearby PDF text context; verify grouping.; Emitted as review-only NOTE row because PDF text does not prove the full 3D DATA contract.
NOTE | 4940 | PDF-P06 |  |  |  |  | AI0494 |  |  |  |  | FITTING | ELBOW_UNKNOWN | [7 empty] | CUSTOM | [32 empty] | ELBOW | [17 empty] | INLET |  | OUTLET | [13 empty] | AI-0494 | Elbow Duct Fitting | Elbow Duct Fitting | 1 | EA | AUTO |  |  |  | review=Detected fitting text without a nearby duct size. / Missing confirmed duct dimensions. / Emitted as review-only NOTE row because PDF text does not prove the full 3D DATA contract. | Lay out.pdf page 6, line 498 | 0.35 | HOLD | NEEDS_GEOMETRY_REVIEW | Detected fitting text without a nearby duct size.; Missing confirmed duct dimensions.; Emitted as review-only NOTE row because PDF text does not prove the full 3D DATA contract.
NOTE | 4950 | PDF-P06 |  |  |  |  | AI0495 |  |  |  |  | FITTING | ELBOW_UNKNOWN | [7 empty] | CUSTOM | [32 empty] | ELBOW | [17 empty] | INLET |  | OUTLET | [13 empty] | AI-0495 | Elbow Duct Fitting | Elbow Duct Fitting | 1 | EA | AUTO |  |  |  | review=Detected fitting text without a nearby duct size. / Missing confirmed duct dimensions. / Emitted as review-only NOTE row because PDF text does not prove the full 3D DATA contract. | Lay out.pdf page 6, line 500 | 0.35 | HOLD | NEEDS_GEOMETRY_REVIEW | Detected fitting text without a nearby duct size.; Missing confirmed duct dimensions.; Emitted as review-only NOTE row because PDF text does not prove the full 3D DATA contract.
NOTE | 4960 | PDF-P06 |  |  |  |  | AI0496 |  |  |  |  | STRAIGHT | STRAIGHT_UNKNOWN | [7 empty] | CUSTOM | [32 empty] | NONE | [17 empty] | INLET |  | OUTLET | [13 empty] | AI-0496 | Straight Duct | Straight Duct | 1 | EA | AUTO |  |  |  | review=Detected straight duct marker without a nearby duct size. / Missing confirmed duct dimensions. / Straight duct has no confirmed centerline length or coordinates. / Emitted as review-only NOTE row because PDF text does not prove the full 3D DATA contract. | Lay out.pdf page 6, line 501 | 0.32 | HOLD | NEEDS_GEOMETRY_REVIEW | Detected straight duct marker without a nearby duct size.; Missing confirmed duct dimensions.; Straight duct has no confirmed centerline length or coordinates.; Emitted as review-only NOTE row because PDF text does not prove the full 3D DATA contract.
NOTE | 4970 | PDF-P06 |  | SR |  |  | AI0497 |  |  |  |  | STRAIGHT | STRAIGHT_RECT |  | RECT | [5 empty] | CUSTOM | [18 empty] | 10 | 14 |  |  |  | 10 | 14 |  | 10 | 14 |  |  |  |  | NONE | [17 empty] | INLET |  | OUTLET | [13 empty] | AI-0497 | Straight Duct | Straight Duct | 1 | EA | AUTO |  |  |  | service=SR ¦ printed_size=10x14 in ¦ review=Straight duct has no confirmed centerline length or coordinates. / Emitted as review-only NOTE row because PDF text does not prove the full 3D DATA contract. ¦ airflow=500 CFM | Lay out.pdf page 6, line 504 | 0.77 | HOLD | NEEDS_GEOMETRY_REVIEW | Straight duct has no confirmed centerline length or coordinates.; Emitted as review-only NOTE row because PDF text does not prove the full 3D DATA contract.
NOTE | 4980 | PDF-P06 |  | SA |  |  | AI0498 |  |  |  |  | STRAIGHT | STRAIGHT_RECT |  | RECT | [5 empty] | CUSTOM | [18 empty] | 18 | 16 |  |  |  | 18 | 16 |  | 18 | 16 |  |  |  |  | NONE | [17 empty] | INLET |  | OUTLET | [13 empty] | AI-0498 | Straight Duct | Straight Duct | 1 | EA | AUTO |  |  |  | service=SA ¦ printed_size=18x16 in ¦ review=Straight duct has no confirmed centerline length or coordinates. / Emitted as review-only NOTE row because PDF text does not prove the full 3D DATA contract. ¦ airflow=500 CFM ¦ TOD=153'-4" | Lay out.pdf page 6, line 508 | 0.82 | HOLD | NEEDS_GEOMETRY_REVIEW | Straight duct has no confirmed centerline length or coordinates.; Emitted as review-only NOTE row because PDF text does not prove the full 3D DATA contract.
NOTE | 4990 | PDF-P06 |  | SA |  |  | AI0499 |  |  |  |  | STRAIGHT | STRAIGHT_RECT |  | RECT | [5 empty] | CUSTOM | [18 empty] | 10 | 14 |  |  |  | 10 | 14 |  | 10 | 14 |  |  |  |  | NONE | [17 empty] | INLET |  | OUTLET | [13 empty] | AI-0499 | Straight Duct | Straight Duct | 1 | EA | AUTO |  |  |  | service=SA ¦ printed_size=10x14 in ¦ review=Straight duct has no confirmed centerline length or coordinates. / Emitted as review-only NOTE row because PDF text does not prove the full 3D DATA contract. ¦ airflow=1000 CFM ¦ TOD=153'-4" | Lay out.pdf page 6, line 510 | 0.82 | HOLD | NEEDS_GEOMETRY_REVIEW | Straight duct has no confirmed centerline length or coordinates.; Emitted as review-only NOTE row because PDF text does not prove the full 3D DATA contract.
NOTE | 5000 | PDF-P06 |  | SA |  |  | AI0500 |  |  |  |  | FITTING | WYE_RECT |  | RECT | [5 empty] | CUSTOM | [18 empty] | 12 | 6 |  |  |  | 12 | 6 |  | 12 | 6 |  |  |  |  | WYE | [17 empty] | INLET |  | OUTLET | [13 empty] | AI-0500 | Wye Duct Fitting | Wye Duct Fitting | 1 | EA | AUTO |  |  |  | service=SA ¦ printed_size=12x6 in ¦ review=Fitting token was associated from nearby PDF text context; verify grouping. / Branch fitting needs confirmed branch port geometry before DATA export. / Emitted as review-only NOTE row because PDF text does not prove the full 3D DATA contract. ¦ airflow=1000 CFM ¦ TOD=153'-4" | Lay out.pdf page 6, line 512 | 0.85 | HOLD | NEEDS_GEOMETRY_REVIEW | Fitting token was associated from nearby PDF text context; verify grouping.; Branch fitting needs confirmed branch port geometry before DATA export.; Emitted as review-only NOTE row because PDF text does not prove the full 3D DATA contract.
NOTE | 5010 | PDF-P06 |  |  |  |  | AI0501 |  |  |  |  | FITTING | WYE_UNKNOWN | [7 empty] | CUSTOM | [32 empty] | WYE | [17 empty] | INLET |  | OUTLET | [13 empty] | AI-0501 | Wye Duct Fitting | Wye Duct Fitting | 1 | EA | AUTO |  |  |  | review=Detected fitting text without a nearby duct size. / Missing confirmed duct dimensions. / Branch fitting needs confirmed branch port geometry before DATA export. / Emitted as review-only NOTE row because PDF text does not prove the full 3D DATA contract. | Lay out.pdf page 6, line 515 | 0.35 | HOLD | NEEDS_GEOMETRY_REVIEW | Detected fitting text without a nearby duct size.; Missing confirmed duct dimensions.; Branch fitting needs confirmed branch port geometry before DATA export.; Emitted as review-only NOTE row because PDF text does not prove the full 3D DATA contract.
NOTE | 5020 | PDF-P06 |  |  |  |  | AI0502 |  |  |  |  | FITTING | WYE_UNKNOWN | [7 empty] | CUSTOM | [32 empty] | WYE | [17 empty] | INLET |  | OUTLET | [13 empty] | AI-0502 | Wye Duct Fitting | Wye Duct Fitting | 1 | EA | AUTO |  |  |  | review=Detected fitting text without a nearby duct size. / Missing confirmed duct dimensions. / Branch fitting needs confirmed branch port geometry before DATA export. / Emitted as review-only NOTE row because PDF text does not prove the full 3D DATA contract. | Lay out.pdf page 6, line 517 | 0.35 | HOLD | NEEDS_GEOMETRY_REVIEW | Detected fitting text without a nearby duct size.; Missing confirmed duct dimensions.; Branch fitting needs confirmed branch port geometry before DATA export.; Emitted as review-only NOTE row because PDF text does not prove the full 3D DATA contract.
NOTE | 5030 | PDF-P06 |  |  |  |  | AI0503 |  |  |  |  | FITTING | ELBOW_UNKNOWN | [7 empty] | CUSTOM | [32 empty] | ELBOW | [17 empty] | INLET |  | OUTLET | [13 empty] | AI-0503 | Elbow Duct Fitting | Elbow Duct Fitting | 1 | EA | AUTO |  |  |  | review=Detected fitting text without a nearby duct size. / Missing confirmed duct dimensions. / Emitted as review-only NOTE row because PDF text does not prove the full 3D DATA contract. | Lay out.pdf page 6, line 520 | 0.35 | HOLD | NEEDS_GEOMETRY_REVIEW | Detected fitting text without a nearby duct size.; Missing confirmed duct dimensions.; Emitted as review-only NOTE row because PDF text does not prove the full 3D DATA contract.
NOTE | 5040 | PDF-P06 |  |  |  |  | AI0504 |  |  |  |  | STRAIGHT | STRAIGHT_UNKNOWN | [7 empty] | CUSTOM | [32 empty] | NONE | [17 empty] | INLET |  | OUTLET | [13 empty] | AI-0504 | Straight Duct | Straight Duct | 1 | EA | AUTO |  |  |  | review=Detected straight duct marker without a nearby duct size. / Missing confirmed duct dimensions. / Straight duct has no confirmed centerline length or coordinates. / Emitted as review-only NOTE row because PDF text does not prove the full 3D DATA contract. | Lay out.pdf page 6, line 521 | 0.32 | HOLD | NEEDS_GEOMETRY_REVIEW | Detected straight duct marker without a nearby duct size.; Missing confirmed duct dimensions.; Straight duct has no confirmed centerline length or coordinates.; Emitted as review-only NOTE row because PDF text does not prove the full 3D DATA contract.
NOTE | 5050 | PDF-P06 |  |  |  |  | AI0505 |  |  |  |  | FITTING | ELBOW_UNKNOWN | [7 empty] | CUSTOM | [32 empty] | ELBOW | [17 empty] | INLET |  | OUTLET | [13 empty] | AI-0505 | Elbow Duct Fitting | Elbow Duct Fitting | 1 | EA | AUTO |  |  |  | review=Detected fitting text without a nearby duct size. / Missing confirmed duct dimensions. / Emitted as review-only NOTE row because PDF text does not prove the full 3D DATA contract. | Lay out.pdf page 6, line 523 | 0.35 | HOLD | NEEDS_GEOMETRY_REVIEW | Detected fitting text without a nearby duct size.; Missing confirmed duct dimensions.; Emitted as review-only NOTE row because PDF text does not prove the full 3D DATA contract.
NOTE | 5060 | PDF-P06 |  | SA |  |  | AI0506 |  |  |  |  | FITTING | ELBOW_RECT |  | RECT | [5 empty] | CUSTOM | [18 empty] | 10 | 14 |  |  |  | 10 | 14 |  | 10 | 14 |  |  |  |  | ELBOW | [17 empty] | INLET |  | OUTLET | [13 empty] | AI-0506 | Elbow Duct Fitting | Elbow Duct Fitting | 1 | EA | AUTO |  |  |  | service=SA ¦ printed_size=10x14 in ¦ review=Fitting token was associated from nearby PDF text context; verify grouping. / Emitted as review-only NOTE row because PDF text does not prove the full 3D DATA contract. ¦ airflow=1000 CFM | Lay out.pdf page 6, line 525 | 0.8 | HOLD | NEEDS_GEOMETRY_REVIEW | Fitting token was associated from nearby PDF text context; verify grouping.; Emitted as review-only NOTE row because PDF text does not prove the full 3D DATA contract.
NOTE | 5070 | PDF-P06 |  | SR |  |  | AI0507 |  |  |  |  | STRAIGHT | STRAIGHT_RECT |  | RECT | [5 empty] | CUSTOM | [18 empty] | 10 | 14 |  |  |  | 10 | 14 |  | 10 | 14 |  |  |  |  | NONE | [17 empty] | INLET |  | OUTLET | [13 empty] | AI-0507 | Straight Duct | Straight Duct | 1 | EA | AUTO |  |  |  | service=SR ¦ printed_size=10x14 in ¦ review=Straight duct has no confirmed centerline length or coordinates. / Emitted as review-only NOTE row because PDF text does not prove the full 3D DATA contract. ¦ airflow=500 CFM | Lay out.pdf page 6, line 530 | 0.77 | HOLD | NEEDS_GEOMETRY_REVIEW | Straight duct has no confirmed centerline length or coordinates.; Emitted as review-only NOTE row because PDF text does not prove the full 3D DATA contract.
NOTE | 5080 | PDF-P06 |  | SA |  |  | AI0508 |  |  |  |  | STRAIGHT | STRAIGHT_RECT |  | RECT | [5 empty] | CUSTOM | [18 empty] | 16 | 18 |  |  |  | 16 | 18 |  | 16 | 18 |  |  |  |  | NONE | [17 empty] | INLET |  | OUTLET | [13 empty] | AI-0508 | Straight Duct | Straight Duct | 1 | EA | AUTO |  |  |  | service=SA ¦ printed_size=16x18 in ¦ review=Straight duct has no confirmed centerline length or coordinates. / Emitted as review-only NOTE row because PDF text does not prove the full 3D DATA contract. ¦ airflow=500 CFM ¦ TOD=153'-1" | Lay out.pdf page 6, line 533 | 0.82 | HOLD | NEEDS_GEOMETRY_REVIEW | Straight duct has no confirmed centerline length or coordinates.; Emitted as review-only NOTE row because PDF text does not prove the full 3D DATA contract.
NOTE | 5090 | PDF-P06 |  | SR |  |  | AI0509 |  |  |  |  | STRAIGHT | STRAIGHT_RECT |  | RECT | [5 empty] | CUSTOM | [18 empty] | 14 | 18 |  |  |  | 14 | 18 |  | 14 | 18 |  |  |  |  | NONE | [17 empty] | INLET |  | OUTLET | [13 empty] | AI-0509 | Straight Duct | Straight Duct | 1 | EA | AUTO |  |  |  | service=SR ¦ printed_size=14x18 in ¦ review=Straight duct has no confirmed centerline length or coordinates. / Emitted as review-only NOTE row because PDF text does not prove the full 3D DATA contract. ¦ airflow=1000 CFM ¦ TOD=153'-1" | Lay out.pdf page 6, line 537 | 0.82 | HOLD | NEEDS_GEOMETRY_REVIEW | Straight duct has no confirmed centerline length or coordinates.; Emitted as review-only NOTE row because PDF text does not prove the full 3D DATA contract.
NOTE | 5100 | PDF-P06 |  |  |  |  | AI0510 |  |  |  |  | STRAIGHT | STRAIGHT_UNKNOWN | [7 empty] | CUSTOM | [32 empty] | NONE | [17 empty] | INLET |  | OUTLET | [13 empty] | AI-0510 | Straight Duct | Straight Duct | 1 | EA | AUTO |  |  |  | review=Detected straight duct marker without a nearby duct size. / Missing confirmed duct dimensions. / Straight duct has no confirmed centerline length or coordinates. / Emitted as review-only NOTE row because PDF text does not prove the full 3D DATA contract. | Lay out.pdf page 6, line 546 | 0.32 | HOLD | NEEDS_GEOMETRY_REVIEW | Detected straight duct marker without a nearby duct size.; Missing confirmed duct dimensions.; Straight duct has no confirmed centerline length or coordinates.; Emitted as review-only NOTE row because PDF text does not prove the full 3D DATA contract.
NOTE | 5110 | PDF-P06 |  | SR |  |  | AI0511 |  |  |  |  | STRAIGHT | STRAIGHT_RECT |  | RECT | [5 empty] | CUSTOM | [18 empty] | 14 | 8 |  |  |  | 14 | 8 |  | 14 | 8 |  |  |  |  | NONE | [17 empty] | INLET |  | OUTLET | [13 empty] | AI-0511 | Straight Duct | Straight Duct | 1 | EA | AUTO |  |  |  | service=SR ¦ printed_size=14x8 in ¦ review=Straight duct has no confirmed centerline length or coordinates. / Emitted as review-only NOTE row because PDF text does not prove the full 3D DATA contract. ¦ airflow=600 CFM | Lay out.pdf page 6, line 549 | 0.77 | HOLD | NEEDS_GEOMETRY_REVIEW | Straight duct has no confirmed centerline length or coordinates.; Emitted as review-only NOTE row because PDF text does not prove the full 3D DATA contract.
NOTE | 5120 | PDF-P06 |  | SR |  |  | AI0512 |  |  |  |  | STRAIGHT | STRAIGHT_RECT |  | RECT | [5 empty] | CUSTOM | [18 empty] | 14 | 8 |  |  |  | 14 | 8 |  | 14 | 8 |  |  |  |  | NONE | [17 empty] | INLET |  | OUTLET | [13 empty] | AI-0512 | Straight Duct | Straight Duct | 1 | EA | AUTO |  |  |  | service=SR ¦ printed_size=14x8 in ¦ review=Straight duct has no confirmed centerline length or coordinates. / Emitted as review-only NOTE row because PDF text does not prove the full 3D DATA contract. ¦ airflow=600 CFM | Lay out.pdf page 6, line 553 | 0.77 | HOLD | NEEDS_GEOMETRY_REVIEW | Straight duct has no confirmed centerline length or coordinates.; Emitted as review-only NOTE row because PDF text does not prove the full 3D DATA contract.
NOTE | 5130 | PDF-P06 |  | SR |  |  | AI0513 |  |  |  |  | FITTING | WYE_RECT |  | RECT | [5 empty] | CUSTOM | [18 empty] | 10 | 14 |  |  |  | 10 | 14 |  | 10 | 14 |  |  |  |  | WYE | [17 empty] | INLET |  | OUTLET | [13 empty] | AI-0513 | Wye Duct Fitting | Wye Duct Fitting | 1 | EA | AUTO |  |  |  | service=SR ¦ printed_size=10x14 in ¦ review=Fitting token was associated from nearby PDF text context; verify grouping. / Branch fitting needs confirmed branch port geometry before DATA export. / Emitted as review-only NOTE row because PDF text does not prove the full 3D DATA contract. ¦ airflow=1000 CFM | Lay out.pdf page 6, line 558 | 0.8 | HOLD | NEEDS_GEOMETRY_REVIEW | Fitting token was associated from nearby PDF text context; verify grouping.; Branch fitting needs confirmed branch port geometry before DATA export.; Emitted as review-only NOTE row because PDF text does not prove the full 3D DATA contract.
NOTE | 5140 | PDF-P06 |  |  |  |  | AI0514 |  |  |  |  | FITTING | WYE_UNKNOWN | [7 empty] | CUSTOM | [32 empty] | WYE | [17 empty] | INLET |  | OUTLET | [13 empty] | AI-0514 | Wye Duct Fitting | Wye Duct Fitting | 1 | EA | AUTO |  |  |  | review=Detected fitting text without a nearby duct size. / Missing confirmed duct dimensions. / Branch fitting needs confirmed branch port geometry before DATA export. / Emitted as review-only NOTE row because PDF text does not prove the full 3D DATA contract. | Lay out.pdf page 6, line 561 | 0.35 | HOLD | NEEDS_GEOMETRY_REVIEW | Detected fitting text without a nearby duct size.; Missing confirmed duct dimensions.; Branch fitting needs confirmed branch port geometry before DATA export.; Emitted as review-only NOTE row because PDF text does not prove the full 3D DATA contract.
NOTE | 5150 | PDF-P06 |  |  |  |  | AI0515 |  |  |  |  | FITTING | WYE_UNKNOWN | [7 empty] | CUSTOM | [32 empty] | WYE | [17 empty] | INLET |  | OUTLET | [13 empty] | AI-0515 | Wye Duct Fitting | Wye Duct Fitting | 1 | EA | AUTO |  |  |  | review=Detected fitting text without a nearby duct size. / Missing confirmed duct dimensions. / Branch fitting needs confirmed branch port geometry before DATA export. / Emitted as review-only NOTE row because PDF text does not prove the full 3D DATA contract. | Lay out.pdf page 6, line 563 | 0.35 | HOLD | NEEDS_GEOMETRY_REVIEW | Detected fitting text without a nearby duct size.; Missing confirmed duct dimensions.; Branch fitting needs confirmed branch port geometry before DATA export.; Emitted as review-only NOTE row because PDF text does not prove the full 3D DATA contract.
NOTE | 5160 | PDF-P06 |  | SA |  |  | AI0516 |  |  |  |  | STRAIGHT | STRAIGHT_RECT |  | RECT | [5 empty] | CUSTOM | [18 empty] | 16 | 14 |  |  |  | 16 | 14 |  | 16 | 14 |  |  |  |  | NONE | [17 empty] | INLET |  | OUTLET | [13 empty] | AI-0516 | Straight Duct | Straight Duct | 1 | EA | AUTO |  |  |  | service=SA ¦ printed_size=16x14 in ¦ review=Straight duct has no confirmed centerline length or coordinates. / Emitted as review-only NOTE row because PDF text does not prove the full 3D DATA contract. ¦ airflow=2200 CFM ¦ TOD=153'-10" | Lay out.pdf page 6, line 571 | 0.82 | HOLD | NEEDS_GEOMETRY_REVIEW | Straight duct has no confirmed centerline length or coordinates.; Emitted as review-only NOTE row because PDF text does not prove the full 3D DATA contract.
NOTE | 5170 | PDF-P06 |  | SA |  |  | AI0517 |  |  |  |  | STRAIGHT | STRAIGHT_RECT |  | RECT | [5 empty] | CUSTOM | [18 empty] | 18 | 14 |  |  |  | 18 | 14 |  | 18 | 14 |  |  |  |  | NONE | [17 empty] | INLET |  | OUTLET | [13 empty] | AI-0517 | Straight Duct | Straight Duct | 1 | EA | AUTO |  |  |  | service=SA ¦ printed_size=18x14 in ¦ review=Straight duct has no confirmed centerline length or coordinates. / Emitted as review-only NOTE row because PDF text does not prove the full 3D DATA contract. ¦ TOD=153'-10" | Lay out.pdf page 6, line 583 | 0.77 | HOLD | NEEDS_GEOMETRY_REVIEW | Straight duct has no confirmed centerline length or coordinates.; Emitted as review-only NOTE row because PDF text does not prove the full 3D DATA contract.
NOTE | 5180 | PDF-P06 |  | SA |  |  | AI0518 |  |  |  |  | STRAIGHT | STRAIGHT_RECT |  | RECT | [5 empty] | CUSTOM | [18 empty] | 8 | 14 |  |  |  | 8 | 14 |  | 8 | 14 |  |  |  |  | NONE | [17 empty] | INLET |  | OUTLET | [13 empty] | AI-0518 | Straight Duct | Straight Duct | 1 | EA | AUTO |  |  |  | service=SA ¦ printed_size=8x14 in ¦ review=Straight duct has no confirmed centerline length or coordinates. / Emitted as review-only NOTE row because PDF text does not prove the full 3D DATA contract. ¦ TOD=153'-10" | Lay out.pdf page 6, line 585 | 0.77 | HOLD | NEEDS_GEOMETRY_REVIEW | Straight duct has no confirmed centerline length or coordinates.; Emitted as review-only NOTE row because PDF text does not prove the full 3D DATA contract.
NOTE | 5190 | PDF-P06 |  | SA |  |  | AI0519 |  |  |  |  | STRAIGHT | STRAIGHT_RECT |  | RECT | [5 empty] | CUSTOM | [18 empty] | 12 | 10 |  |  |  | 12 | 10 |  | 12 | 10 |  |  |  |  | NONE | [17 empty] | INLET |  | OUTLET | [13 empty] | AI-0519 | Straight Duct | Straight Duct | 1 | EA | AUTO |  |  |  | service=SA ¦ printed_size=12x10 in ¦ review=Straight duct has no confirmed centerline length or coordinates. / Emitted as review-only NOTE row because PDF text does not prove the full 3D DATA contract. ¦ TOD=151'-9" | Lay out.pdf page 6, line 590 | 0.77 | HOLD | NEEDS_GEOMETRY_REVIEW | Straight duct has no confirmed centerline length or coordinates.; Emitted as review-only NOTE row because PDF text does not prove the full 3D DATA contract.
NOTE | 5200 | PDF-P06 |  | SA |  |  | AI0520 |  |  |  |  | STRAIGHT | STRAIGHT_RECT |  | RECT | [5 empty] | CUSTOM | [18 empty] | 10 | 6 |  |  |  | 10 | 6 |  | 10 | 6 |  |  |  |  | NONE | [17 empty] | INLET |  | OUTLET | [13 empty] | AI-0520 | Straight Duct | Straight Duct | 1 | EA | AUTO |  |  |  | service=SA ¦ printed_size=10x6 in ¦ review=Straight duct has no confirmed centerline length or coordinates. / Emitted as review-only NOTE row because PDF text does not prove the full 3D DATA contract. ¦ TOD=151'-6" | Lay out.pdf page 6, line 595 | 0.77 | HOLD | NEEDS_GEOMETRY_REVIEW | Straight duct has no confirmed centerline length or coordinates.; Emitted as review-only NOTE row because PDF text does not prove the full 3D DATA contract.
NOTE | 5210 | PDF-P06 |  |  |  |  | AI0521 |  |  |  |  | FITTING | WYE_UNKNOWN | [7 empty] | CUSTOM | [32 empty] | WYE | [17 empty] | INLET |  | OUTLET | [13 empty] | AI-0521 | Wye Duct Fitting | Wye Duct Fitting | 1 | EA | AUTO |  |  |  | review=Detected fitting text without a nearby duct size. / Missing confirmed duct dimensions. / Branch fitting needs confirmed branch port geometry before DATA export. / Emitted as review-only NOTE row because PDF text does not prove the full 3D DATA contract. | Lay out.pdf page 6, line 615 | 0.35 | HOLD | NEEDS_GEOMETRY_REVIEW | Detected fitting text without a nearby duct size.; Missing confirmed duct dimensions.; Branch fitting needs confirmed branch port geometry before DATA export.; Emitted as review-only NOTE row because PDF text does not prove the full 3D DATA contract.
NOTE | 5220 | PDF-P06 |  | SR |  |  | AI0522 |  |  |  |  | STRAIGHT | STRAIGHT_RECT |  | RECT | [5 empty] | CUSTOM | [18 empty] | 14 | 8 |  |  |  | 14 | 8 |  | 14 | 8 |  |  |  |  | NONE | [17 empty] | INLET |  | OUTLET | [13 empty] | AI-0522 | Straight Duct | Straight Duct | 1 | EA | AUTO |  |  |  | service=SR ¦ printed_size=14x8 in ¦ review=Straight duct has no confirmed centerline length or coordinates. / Emitted as review-only NOTE row because PDF text does not prove the full 3D DATA contract. ¦ airflow=500 CFM | Lay out.pdf page 6, line 624 | 0.77 | HOLD | NEEDS_GEOMETRY_REVIEW | Straight duct has no confirmed centerline length or coordinates.; Emitted as review-only NOTE row because PDF text does not prove the full 3D DATA contract.
NOTE | 5230 | PDF-P06 |  | SR |  |  | AI0523 |  |  |  |  | STRAIGHT | STRAIGHT_RECT |  | RECT | [5 empty] | CUSTOM | [18 empty] | 18 | 14 |  |  |  | 18 | 14 |  | 18 | 14 |  |  |  |  | NONE | [17 empty] | INLET |  | OUTLET | [13 empty] | AI-0523 | Straight Duct | Straight Duct | 1 | EA | AUTO |  |  |  | service=SR ¦ printed_size=18x14 in ¦ review=Straight duct has no confirmed centerline length or coordinates. / Emitted as review-only NOTE row because PDF text does not prove the full 3D DATA contract. ¦ airflow=1000 CFM ¦ TOD=153'-4" | Lay out.pdf page 6, line 634 | 0.82 | HOLD | NEEDS_GEOMETRY_REVIEW | Straight duct has no confirmed centerline length or coordinates.; Emitted as review-only NOTE row because PDF text does not prove the full 3D DATA contract.
NOTE | 5240 | PDF-P06 |  | SA |  |  | AI0524 |  |  |  |  | STRAIGHT | STRAIGHT_RECT |  | RECT | [5 empty] | CUSTOM | [18 empty] | 16 | 18 |  |  |  | 16 | 18 |  | 16 | 18 |  |  |  |  | NONE | [17 empty] | INLET |  | OUTLET | [13 empty] | AI-0524 | Straight Duct | Straight Duct | 1 | EA | AUTO |  |  |  | service=SA ¦ printed_size=16x18 in ¦ review=Straight duct has no confirmed centerline length or coordinates. / Emitted as review-only NOTE row because PDF text does not prove the full 3D DATA contract. ¦ airflow=1000 CFM ¦ TOD=153'-4" | Lay out.pdf page 6, line 636 | 0.82 | HOLD | NEEDS_GEOMETRY_REVIEW | Straight duct has no confirmed centerline length or coordinates.; Emitted as review-only NOTE row because PDF text does not prove the full 3D DATA contract.
NOTE | 5250 | PDF-P06 |  | SA |  |  | AI0525 |  |  |  |  | STRAIGHT | STRAIGHT_RECT |  | RECT | [5 empty] | CUSTOM | [16 empty] | 2 | 2 | 16 | 18 |  |  |  | 16 | 18 |  | 16 | 18 |  |  |  |  | NONE | [17 empty] | INLET |  | OUTLET | [13 empty] | AI-0525 | Straight Duct | Straight Duct | 1 | EA | AUTO |  |  |  | service=SA ¦ printed_size=16x18 in ¦ review=Straight length was associated from nearby PDF text context; verify grouping. / Emitted as review-only NOTE row because PDF text does not prove the full 3D DATA contract. ¦ TOD=152'-3" | Lay out.pdf page 6, line 642 | 0.82 | HOLD | NEEDS_GEOMETRY_REVIEW | Straight length was associated from nearby PDF text context; verify grouping.; Emitted as review-only NOTE row because PDF text does not prove the full 3D DATA contract.
NOTE | 5260 | PDF-P06 |  |  |  |  | AI0526 |  |  |  |  | STRAIGHT | STRAIGHT_UNKNOWN | [7 empty] | CUSTOM | [32 empty] | NONE | [17 empty] | INLET |  | OUTLET | [13 empty] | AI-0526 | Straight Duct | Straight Duct | 1 | EA | AUTO |  |  |  | review=Detected straight duct marker without a nearby duct size. / Missing confirmed duct dimensions. / Straight duct has no confirmed centerline length or coordinates. / Emitted as review-only NOTE row because PDF text does not prove the full 3D DATA contract. | Lay out.pdf page 6, line 644 | 0.32 | HOLD | NEEDS_GEOMETRY_REVIEW | Detected straight duct marker without a nearby duct size.; Missing confirmed duct dimensions.; Straight duct has no confirmed centerline length or coordinates.; Emitted as review-only NOTE row because PDF text does not prove the full 3D DATA contract.
NOTE | 5270 | PDF-P06 |  |  |  |  | AI0527 |  |  |  |  | FITTING | ELBOW_UNKNOWN | [7 empty] | CUSTOM | [32 empty] | ELBOW | [17 empty] | INLET |  | OUTLET | [13 empty] | AI-0527 | Elbow Duct Fitting | Elbow Duct Fitting | 1 | EA | AUTO |  |  |  | review=Detected fitting text without a nearby duct size. / Missing confirmed duct dimensions. / Emitted as review-only NOTE row because PDF text does not prove the full 3D DATA contract. | Lay out.pdf page 6, line 646 | 0.35 | HOLD | NEEDS_GEOMETRY_REVIEW | Detected fitting text without a nearby duct size.; Missing confirmed duct dimensions.; Emitted as review-only NOTE row because PDF text does not prove the full 3D DATA contract.
NOTE | 5280 | PDF-P06 |  | SA |  |  | AI0528 |  |  |  |  | FITTING | ELBOW_RECT |  | RECT | [5 empty] | CUSTOM | [18 empty] | 10 | 16 |  |  |  | 10 | 16 |  | 10 | 16 |  |  |  |  | ELBOW | [17 empty] | INLET |  | OUTLET | [13 empty] | AI-0528 | Elbow Duct Fitting | Elbow Duct Fitting | 1 | EA | AUTO |  |  |  | service=SA ¦ printed_size=10x16 in ¦ review=Fitting token was associated from nearby PDF text context; verify grouping. / Emitted as review-only NOTE row because PDF text does not prove the full 3D DATA contract. ¦ TOD=153'-5" | Lay out.pdf page 6, line 648 | 0.8 | HOLD | NEEDS_GEOMETRY_REVIEW | Fitting token was associated from nearby PDF text context; verify grouping.; Emitted as review-only NOTE row because PDF text does not prove the full 3D DATA contract.
NOTE | 5290 | PDF-P06 |  | SR |  |  | AI0529 |  |  |  |  | FITTING | ELBOW_RECT |  | RECT | [5 empty] | CUSTOM | [18 empty] | 14 | 10 |  |  |  | 14 | 10 |  | 14 | 10 |  |  |  |  | ELBOW | [17 empty] | INLET |  | OUTLET | [13 empty] | AI-0529 | Elbow Duct Fitting | Elbow Duct Fitting | 1 | EA | AUTO |  |  |  | service=SR ¦ printed_size=14x10 in ¦ review=Fitting token was associated from nearby PDF text context; verify grouping. / Emitted as review-only NOTE row because PDF text does not prove the full 3D DATA contract. ¦ TOD=153'-5" | Lay out.pdf page 6, line 651 | 0.8 | HOLD | NEEDS_GEOMETRY_REVIEW | Fitting token was associated from nearby PDF text context; verify grouping.; Emitted as review-only NOTE row because PDF text does not prove the full 3D DATA contract.
NOTE | 5300 | PDF-P06 |  |  |  |  | AI0530 |  |  |  |  | FITTING | ELBOW_UNKNOWN | [7 empty] | CUSTOM | [32 empty] | ELBOW | [17 empty] | INLET |  | OUTLET | [13 empty] | AI-0530 | Elbow Duct Fitting | Elbow Duct Fitting | 1 | EA | AUTO |  |  |  | review=Detected fitting text without a nearby duct size. / Missing confirmed duct dimensions. / Emitted as review-only NOTE row because PDF text does not prove the full 3D DATA contract. | Lay out.pdf page 6, line 653 | 0.35 | HOLD | NEEDS_GEOMETRY_REVIEW | Detected fitting text without a nearby duct size.; Missing confirmed duct dimensions.; Emitted as review-only NOTE row because PDF text does not prove the full 3D DATA contract.
NOTE | 5310 | PDF-P06 |  | SA |  |  | AI0531 |  |  |  |  | STRAIGHT | STRAIGHT_RECT |  | RECT | [5 empty] | CUSTOM | [18 empty] | 14 | 18 |  |  |  | 14 | 18 |  | 14 | 18 |  |  |  |  | NONE | [17 empty] | INLET |  | OUTLET | [13 empty] | AI-0531 | Straight Duct | Straight Duct | 1 | EA | AUTO |  |  |  | service=SA ¦ printed_size=14x18 in ¦ review=Straight duct has no confirmed centerline length or coordinates. / Emitted as review-only NOTE row because PDF text does not prove the full 3D DATA contract. | Lay out.pdf page 6, line 654 | 0.72 | HOLD | NEEDS_GEOMETRY_REVIEW | Straight duct has no confirmed centerline length or coordinates.; Emitted as review-only NOTE row because PDF text does not prove the full 3D DATA contract.
NOTE | 5320 | PDF-P06 |  |  |  |  | AI0532 |  |  |  |  | STRAIGHT | STRAIGHT_UNKNOWN | [7 empty] | CUSTOM | [32 empty] | NONE | [17 empty] | INLET |  | OUTLET | [13 empty] | AI-0532 | Straight Duct | Straight Duct | 1 | EA | AUTO |  |  |  | review=Detected straight duct marker without a nearby duct size. / Missing confirmed duct dimensions. / Straight duct has no confirmed centerline length or coordinates. / Emitted as review-only NOTE row because PDF text does not prove the full 3D DATA contract. | Lay out.pdf page 6, line 656 | 0.32 | HOLD | NEEDS_GEOMETRY_REVIEW | Detected straight duct marker without a nearby duct size.; Missing confirmed duct dimensions.; Straight duct has no confirmed centerline length or coordinates.; Emitted as review-only NOTE row because PDF text does not prove the full 3D DATA contract.
NOTE | 5330 | PDF-P06 |  | SA |  |  | AI0533 |  |  |  |  | STRAIGHT | STRAIGHT_RECT |  | RECT | [5 empty] | CUSTOM | [16 empty] | 2 | 2 | 14 | 8 |  |  |  | 14 | 8 |  | 14 | 8 |  |  |  |  | NONE | [17 empty] | INLET |  | OUTLET | [13 empty] | AI-0533 | Straight Duct | Straight Duct | 1 | EA | AUTO |  |  |  | service=SA ¦ printed_size=14x8 in ¦ review=Straight length was associated from nearby PDF text context; verify grouping. / Emitted as review-only NOTE row because PDF text does not prove the full 3D DATA contract. ¦ TOD=151'-4" | Lay out.pdf page 6, line 657 | 0.82 | HOLD | NEEDS_GEOMETRY_REVIEW | Straight length was associated from nearby PDF text context; verify grouping.; Emitted as review-only NOTE row because PDF text does not prove the full 3D DATA contract.
NOTE | 5340 | PDF-P06 |  | SA |  |  | AI0534 |  |  |  |  | STRAIGHT | STRAIGHT_RECT |  | RECT | [5 empty] | CUSTOM | [18 empty] | 10 | 14 |  |  |  | 10 | 14 |  | 10 | 14 |  |  |  |  | NONE | [17 empty] | INLET |  | OUTLET | [13 empty] | AI-0534 | Straight Duct | Straight Duct | 1 | EA | AUTO |  |  |  | service=SA ¦ printed_size=10x14 in ¦ review=Straight duct has no confirmed centerline length or coordinates. / Emitted as review-only NOTE row because PDF text does not prove the full 3D DATA contract. ¦ TOD=153'-2" | Lay out.pdf page 6, line 774 | 0.77 | HOLD | NEEDS_GEOMETRY_REVIEW | Straight duct has no confirmed centerline length or coordinates.; Emitted as review-only NOTE row because PDF text does not prove the full 3D DATA contract.
NOTE | 5350 | PDF-P06 |  | SA |  |  | AI0535 |  |  |  |  | STRAIGHT | STRAIGHT_RECT |  | RECT | [5 empty] | CUSTOM | [18 empty] | 16 | 18 |  |  |  | 16 | 18 |  | 16 | 18 |  |  |  |  | NONE | [17 empty] | INLET |  | OUTLET | [13 empty] | AI-0535 | Straight Duct | Straight Duct | 1 | EA | AUTO |  |  |  | service=SA ¦ printed_size=16x18 in ¦ review=Straight duct has no confirmed centerline length or coordinates. / Emitted as review-only NOTE row because PDF text does not prove the full 3D DATA contract. ¦ TOD=153'-2" | Lay out.pdf page 6, line 778 | 0.77 | HOLD | NEEDS_GEOMETRY_REVIEW | Straight duct has no confirmed centerline length or coordinates.; Emitted as review-only NOTE row because PDF text does not prove the full 3D DATA contract.
NOTE | 5360 | PDF-P06 |  | SR |  |  | AI0536 |  |  |  |  | STRAIGHT | STRAIGHT_RECT |  | RECT | [5 empty] | CUSTOM | [18 empty] | 16 | 10 |  |  |  | 16 | 10 |  | 16 | 10 |  |  |  |  | NONE | [17 empty] | INLET |  | OUTLET | [13 empty] | AI-0536 | Straight Duct | Straight Duct | 1 | EA | AUTO |  |  |  | service=SR ¦ printed_size=16x10 in ¦ review=Straight duct has no confirmed centerline length or coordinates. / Emitted as review-only NOTE row because PDF text does not prove the full 3D DATA contract. ¦ airflow=750 CFM | Lay out.pdf page 6, line 788 | 0.77 | HOLD | NEEDS_GEOMETRY_REVIEW | Straight duct has no confirmed centerline length or coordinates.; Emitted as review-only NOTE row because PDF text does not prove the full 3D DATA contract.
NOTE | 5370 | PDF-P06 |  | SR |  |  | AI0537 |  |  |  |  | STRAIGHT | STRAIGHT_RECT |  | RECT | [5 empty] | CUSTOM | [18 empty] | 16 | 10 |  |  |  | 16 | 10 |  | 16 | 10 |  |  |  |  | NONE | [17 empty] | INLET |  | OUTLET | [13 empty] | AI-0537 | Straight Duct | Straight Duct | 1 | EA | AUTO |  |  |  | service=SR ¦ printed_size=16x10 in ¦ review=Straight duct has no confirmed centerline length or coordinates. / Emitted as review-only NOTE row because PDF text does not prove the full 3D DATA contract. ¦ airflow=750 CFM | Lay out.pdf page 6, line 793 | 0.77 | HOLD | NEEDS_GEOMETRY_REVIEW | Straight duct has no confirmed centerline length or coordinates.; Emitted as review-only NOTE row because PDF text does not prove the full 3D DATA contract.
NOTE | 5380 | PDF-P06 |  | SA |  |  | AI0538 |  |  |  |  | STRAIGHT | STRAIGHT_RECT |  | RECT | [5 empty] | CUSTOM | [18 empty] | 24 | 14 |  |  |  | 24 | 14 |  | 24 | 14 |  |  |  |  | NONE | [17 empty] | INLET |  | OUTLET | [13 empty] | AI-0538 | Straight Duct | Straight Duct | 1 | EA | AUTO |  |  |  | service=SA ¦ printed_size=24x14 in ¦ review=Straight duct has no confirmed centerline length or coordinates. / Emitted as review-only NOTE row because PDF text does not prove the full 3D DATA contract. ¦ airflow=750 CFM ¦ TOD=154'-4" | Lay out.pdf page 6, line 796 | 0.82 | HOLD | NEEDS_GEOMETRY_REVIEW | Straight duct has no confirmed centerline length or coordinates.; Emitted as review-only NOTE row because PDF text does not prove the full 3D DATA contract.
NOTE | 5390 | PDF-P06 |  |  |  |  | AI0539 |  |  |  |  | FITTING | ELBOW_UNKNOWN | [7 empty] | CUSTOM | [32 empty] | ELBOW | [17 empty] | INLET |  | OUTLET | [13 empty] | AI-0539 | Elbow Duct Fitting | Elbow Duct Fitting | 1 | EA | AUTO |  |  |  | review=Detected fitting text without a nearby duct size. / Missing confirmed duct dimensions. / Emitted as review-only NOTE row because PDF text does not prove the full 3D DATA contract. | Lay out.pdf page 6, line 800 | 0.35 | HOLD | NEEDS_GEOMETRY_REVIEW | Detected fitting text without a nearby duct size.; Missing confirmed duct dimensions.; Emitted as review-only NOTE row because PDF text does not prove the full 3D DATA contract.
NOTE | 5400 | PDF-P06 |  |  |  |  | AI0540 |  |  |  |  | FITTING | ELBOW_UNKNOWN | [7 empty] | CUSTOM | [32 empty] | ELBOW | [17 empty] | INLET |  | OUTLET | [13 empty] | AI-0540 | Elbow Duct Fitting | Elbow Duct Fitting | 1 | EA | AUTO |  |  |  | review=Detected fitting text without a nearby duct size. / Missing confirmed duct dimensions. / Emitted as review-only NOTE row because PDF text does not prove the full 3D DATA contract. | Lay out.pdf page 6, line 804 | 0.35 | HOLD | NEEDS_GEOMETRY_REVIEW | Detected fitting text without a nearby duct size.; Missing confirmed duct dimensions.; Emitted as review-only NOTE row because PDF text does not prove the full 3D DATA contract.
NOTE | 5410 | PDF-P06 |  | SR |  |  | AI0541 |  |  |  |  | FITTING | ELBOW_RECT |  | RECT | [5 empty] | CUSTOM | [18 empty] | 8 | 8 |  |  |  | 8 | 8 |  | 8 | 8 |  |  |  |  | ELBOW | [17 empty] | INLET |  | OUTLET | [13 empty] | AI-0541 | Elbow Duct Fitting | Elbow Duct Fitting | 1 | EA | AUTO |  |  |  | service=SR ¦ printed_size=8x8 in ¦ review=Fitting token was associated from nearby PDF text context; verify grouping. / Emitted as review-only NOTE row because PDF text does not prove the full 3D DATA contract. ¦ airflow=500 CFM | Lay out.pdf page 6, line 808 | 0.8 | HOLD | NEEDS_GEOMETRY_REVIEW | Fitting token was associated from nearby PDF text context; verify grouping.; Emitted as review-only NOTE row because PDF text does not prove the full 3D DATA contract.
NOTE | 5420 | PDF-P06 |  |  |  |  | AI0542 |  |  |  |  | FITTING | ELBOW_UNKNOWN | [7 empty] | CUSTOM | [32 empty] | ELBOW | [17 empty] | INLET |  | OUTLET | [13 empty] | AI-0542 | Elbow Duct Fitting | Elbow Duct Fitting | 1 | EA | AUTO |  |  |  | review=Detected fitting text without a nearby duct size. / Missing confirmed duct dimensions. / Emitted as review-only NOTE row because PDF text does not prove the full 3D DATA contract. | Lay out.pdf page 6, line 811 | 0.35 | HOLD | NEEDS_GEOMETRY_REVIEW | Detected fitting text without a nearby duct size.; Missing confirmed duct dimensions.; Emitted as review-only NOTE row because PDF text does not prove the full 3D DATA contract.
NOTE | 5430 | PDF-P06 |  | SA |  |  | AI0543 |  |  |  |  | FITTING | ELBOW_RECT |  | RECT | [5 empty] | CUSTOM | [18 empty] | 8 | 8 |  |  |  | 8 | 8 |  | 8 | 8 |  |  |  |  | ELBOW | [17 empty] | INLET |  | OUTLET | [13 empty] | AI-0543 | Elbow Duct Fitting | Elbow Duct Fitting | 1 | EA | AUTO |  |  |  | service=SA ¦ printed_size=8x8 in ¦ review=Fitting token was associated from nearby PDF text context; verify grouping. / Emitted as review-only NOTE row because PDF text does not prove the full 3D DATA contract. ¦ airflow=500 CFM | Lay out.pdf page 6, line 813 | 0.8 | HOLD | NEEDS_GEOMETRY_REVIEW | Fitting token was associated from nearby PDF text context; verify grouping.; Emitted as review-only NOTE row because PDF text does not prove the full 3D DATA contract.
NOTE | 5440 | PDF-P06 |  | SA |  |  | AI0544 |  |  |  |  | STRAIGHT | STRAIGHT_RECT |  | RECT | [5 empty] | CUSTOM | [18 empty] | 16 | 28 |  |  |  | 16 | 28 |  | 16 | 28 |  |  |  |  | NONE | [17 empty] | INLET |  | OUTLET | [13 empty] | AI-0544 | Straight Duct | Straight Duct | 1 | EA | AUTO |  |  |  | service=SA ¦ printed_size=16x28 in ¦ review=Straight duct has no confirmed centerline length or coordinates. / Emitted as review-only NOTE row because PDF text does not prove the full 3D DATA contract. ¦ airflow=6000 CFM ¦ TOD=153'-4" | Lay out.pdf page 6, line 818 | 0.82 | HOLD | NEEDS_GEOMETRY_REVIEW | Straight duct has no confirmed centerline length or coordinates.; Emitted as review-only NOTE row because PDF text does not prove the full 3D DATA contract.
NOTE | 5450 | PDF-P06 |  | SA |  |  | AI0545 |  |  |  |  | STRAIGHT | STRAIGHT_RECT |  | RECT | [5 empty] | CUSTOM | [18 empty] | 18 | 14 |  |  |  | 18 | 14 |  | 18 | 14 |  |  |  |  | NONE | [17 empty] | INLET |  | OUTLET | [13 empty] | AI-0545 | Straight Duct | Straight Duct | 1 | EA | AUTO |  |  |  | service=SA ¦ printed_size=18x14 in ¦ review=Straight duct has no confirmed centerline length or coordinates. / Emitted as review-only NOTE row because PDF text does not prove the full 3D DATA contract. ¦ airflow=6000 CFM ¦ TOD=153'-4" | Lay out.pdf page 6, line 820 | 0.82 | HOLD | NEEDS_GEOMETRY_REVIEW | Straight duct has no confirmed centerline length or coordinates.; Emitted as review-only NOTE row because PDF text does not prove the full 3D DATA contract.
NOTE | 5460 | PDF-P06 |  |  |  |  | AI0546 |  |  |  |  | FITTING | ELBOW_UNKNOWN | [7 empty] | CUSTOM | [32 empty] | ELBOW | [17 empty] | INLET |  | OUTLET | [13 empty] | AI-0546 | Elbow Duct Fitting | Elbow Duct Fitting | 1 | EA | AUTO |  |  |  | review=Detected fitting text without a nearby duct size. / Missing confirmed duct dimensions. / Emitted as review-only NOTE row because PDF text does not prove the full 3D DATA contract. | Lay out.pdf page 6, line 827 | 0.35 | HOLD | NEEDS_GEOMETRY_REVIEW | Detected fitting text without a nearby duct size.; Missing confirmed duct dimensions.; Emitted as review-only NOTE row because PDF text does not prove the full 3D DATA contract.
NOTE | 5470 | PDF-P06 |  | SA |  |  | AI0547 |  |  |  |  | FITTING | ELBOW_RECT |  | RECT | [5 empty] | CUSTOM | [18 empty] | 8 | 8 |  |  |  | 8 | 8 |  | 8 | 8 |  |  |  |  | ELBOW | [17 empty] | INLET |  | OUTLET | [13 empty] | AI-0547 | Elbow Duct Fitting | Elbow Duct Fitting | 1 | EA | AUTO |  |  |  | service=SA ¦ printed_size=8x8 in ¦ review=Fitting token was associated from nearby PDF text context; verify grouping. / Emitted as review-only NOTE row because PDF text does not prove the full 3D DATA contract. ¦ airflow=500 CFM | Lay out.pdf page 6, line 830 | 0.8 | HOLD | NEEDS_GEOMETRY_REVIEW | Fitting token was associated from nearby PDF text context; verify grouping.; Emitted as review-only NOTE row because PDF text does not prove the full 3D DATA contract.
NOTE | 5480 | PDF-P06 |  |  |  |  | AI0548 |  |  |  |  | FITTING | ELBOW_UNKNOWN | [7 empty] | CUSTOM | [32 empty] | ELBOW | [17 empty] | INLET |  | OUTLET | [13 empty] | AI-0548 | Elbow Duct Fitting | Elbow Duct Fitting | 1 | EA | AUTO |  |  |  | review=Detected fitting text without a nearby duct size. / Missing confirmed duct dimensions. / Emitted as review-only NOTE row because PDF text does not prove the full 3D DATA contract. | Lay out.pdf page 6, line 833 | 0.35 | HOLD | NEEDS_GEOMETRY_REVIEW | Detected fitting text without a nearby duct size.; Missing confirmed duct dimensions.; Emitted as review-only NOTE row because PDF text does not prove the full 3D DATA contract.
NOTE | 5490 | PDF-P06 |  | SR |  |  | AI0549 |  |  |  |  | FITTING | ELBOW_RECT |  | RECT | [5 empty] | CUSTOM | [18 empty] | 8 | 8 |  |  |  | 8 | 8 |  | 8 | 8 |  |  |  |  | ELBOW | [17 empty] | INLET |  | OUTLET | [13 empty] | AI-0549 | Elbow Duct Fitting | Elbow Duct Fitting | 1 | EA | AUTO |  |  |  | service=SR ¦ printed_size=8x8 in ¦ review=Fitting token was associated from nearby PDF text context; verify grouping. / Emitted as review-only NOTE row because PDF text does not prove the full 3D DATA contract. ¦ airflow=500 CFM | Lay out.pdf page 6, line 844 | 0.8 | HOLD | NEEDS_GEOMETRY_REVIEW | Fitting token was associated from nearby PDF text context; verify grouping.; Emitted as review-only NOTE row because PDF text does not prove the full 3D DATA contract.
NOTE | 5500 | PDF-P06 |  |  |  |  | AI0550 |  |  |  |  | FITTING | ELBOW_UNKNOWN | [7 empty] | CUSTOM | [32 empty] | ELBOW | [17 empty] | INLET |  | OUTLET | [13 empty] | AI-0550 | Elbow Duct Fitting | Elbow Duct Fitting | 1 | EA | AUTO |  |  |  | review=Detected fitting text without a nearby duct size. / Missing confirmed duct dimensions. / Emitted as review-only NOTE row because PDF text does not prove the full 3D DATA contract. | Lay out.pdf page 6, line 847 | 0.35 | HOLD | NEEDS_GEOMETRY_REVIEW | Detected fitting text without a nearby duct size.; Missing confirmed duct dimensions.; Emitted as review-only NOTE row because PDF text does not prove the full 3D DATA contract.
NOTE | 5510 | PDF-P06 |  | SA |  |  | AI0551 |  |  |  |  | STRAIGHT | STRAIGHT_RECT |  | RECT | [5 empty] | CUSTOM | [18 empty] | 10 | 16 |  |  |  | 10 | 16 |  | 10 | 16 |  |  |  |  | NONE | [17 empty] | INLET |  | OUTLET | [13 empty] | AI-0551 | Straight Duct | Straight Duct | 1 | EA | AUTO |  |  |  | service=SA ¦ printed_size=10x16 in ¦ review=Straight duct has no confirmed centerline length or coordinates. / Emitted as review-only NOTE row because PDF text does not prove the full 3D DATA contract. ¦ TOD=153'-5" | Lay out.pdf page 6, line 851 | 0.77 | HOLD | NEEDS_GEOMETRY_REVIEW | Straight duct has no confirmed centerline length or coordinates.; Emitted as review-only NOTE row because PDF text does not prove the full 3D DATA contract.
NOTE | 5520 | PDF-P09 |  | EA |  |  | AI0552 |  |  |  |  | STRAIGHT | STRAIGHT_RECT |  | RECT | [5 empty] | CUSTOM | [18 empty] | 42 | 32 |  |  |  | 42 | 32 |  | 42 | 32 |  |  |  |  | NONE | [17 empty] | INLET |  | OUTLET | [13 empty] | AI-0552 | Straight Duct | Straight Duct | 1 | EA | AUTO |  |  |  | service=EA ¦ printed_size=42x32 in ¦ review=Straight duct has no confirmed centerline length or coordinates. / Emitted as review-only NOTE row because PDF text does not prove the full 3D DATA contract. ¦ airflow=20300 CFM | Lay out.pdf page 9, line 167 | 0.77 | HOLD | NEEDS_GEOMETRY_REVIEW | Straight duct has no confirmed centerline length or coordinates.; Emitted as review-only NOTE row because PDF text does not prove the full 3D DATA contract.
NOTE | 5530 | PDF-P09 |  | EA |  |  | AI0553 |  |  |  |  | STRAIGHT | STRAIGHT_RECT |  | RECT | [5 empty] | CUSTOM | [18 empty] | 10 | 6 |  |  |  | 10 | 6 |  | 10 | 6 |  |  |  |  | NONE | [17 empty] | INLET |  | OUTLET | [13 empty] | AI-0553 | Straight Duct | Straight Duct | 1 | EA | AUTO |  |  |  | service=EA ¦ printed_size=10x6 in ¦ review=Straight duct has no confirmed centerline length or coordinates. / Emitted as review-only NOTE row because PDF text does not prove the full 3D DATA contract. ¦ TOD=148'-11" | Lay out.pdf page 9, line 209 | 0.77 | HOLD | NEEDS_GEOMETRY_REVIEW | Straight duct has no confirmed centerline length or coordinates.; Emitted as review-only NOTE row because PDF text does not prove the full 3D DATA contract.
NOTE | 5540 | PDF-P09 |  | EA |  |  | AI0554 |  |  |  |  | STRAIGHT | STRAIGHT_RECT |  | RECT | [5 empty] | CUSTOM | [18 empty] | 16 | 14 |  |  |  | 16 | 14 |  | 16 | 14 |  |  |  |  | NONE | [17 empty] | INLET |  | OUTLET | [13 empty] | AI-0554 | Straight Duct | Straight Duct | 1 | EA | AUTO |  |  |  | service=EA ¦ printed_size=16x14 in ¦ review=Straight duct has no confirmed centerline length or coordinates. / Emitted as review-only NOTE row because PDF text does not prove the full 3D DATA contract. ¦ airflow=1850 CFM ¦ TOD=149'-3" | Lay out.pdf page 9, line 217 | 0.82 | HOLD | NEEDS_GEOMETRY_REVIEW | Straight duct has no confirmed centerline length or coordinates.; Emitted as review-only NOTE row because PDF text does not prove the full 3D DATA contract.
NOTE | 5550 | PDF-P09 |  |  |  |  | AI0555 |  |  |  |  | FITTING | ELBOW_UNKNOWN | [7 empty] | CUSTOM | [32 empty] | ELBOW | [17 empty] | INLET |  | OUTLET | [13 empty] | AI-0555 | Elbow Duct Fitting | Elbow Duct Fitting | 1 | EA | AUTO |  |  |  | review=Detected fitting text without a nearby duct size. / Missing confirmed duct dimensions. / Emitted as review-only NOTE row because PDF text does not prove the full 3D DATA contract. | Lay out.pdf page 9, line 222 | 0.35 | HOLD | NEEDS_GEOMETRY_REVIEW | Detected fitting text without a nearby duct size.; Missing confirmed duct dimensions.; Emitted as review-only NOTE row because PDF text does not prove the full 3D DATA contract.
NOTE | 5560 | PDF-P09 |  |  |  |  | AI0556 |  |  |  |  | STRAIGHT | STRAIGHT_UNKNOWN | [7 empty] | CUSTOM | [32 empty] | NONE | [17 empty] | INLET |  | OUTLET | [13 empty] | AI-0556 | Straight Duct | Straight Duct | 1 | EA | AUTO |  |  |  | review=Detected straight duct marker without a nearby duct size. / Missing confirmed duct dimensions. / Straight duct has no confirmed centerline length or coordinates. / Emitted as review-only NOTE row because PDF text does not prove the full 3D DATA contract. | Lay out.pdf page 9, line 223 | 0.32 | HOLD | NEEDS_GEOMETRY_REVIEW | Detected straight duct marker without a nearby duct size.; Missing confirmed duct dimensions.; Straight duct has no confirmed centerline length or coordinates.; Emitted as review-only NOTE row because PDF text does not prove the full 3D DATA contract.
NOTE | 5570 | PDF-P09 |  |  |  |  | AI0557 |  |  |  |  | FITTING | ELBOW_UNKNOWN | [7 empty] | CUSTOM | [32 empty] | ELBOW | [17 empty] | INLET |  | OUTLET | [13 empty] | AI-0557 | Elbow Duct Fitting | Elbow Duct Fitting | 1 | EA | AUTO |  |  |  | review=Detected fitting text without a nearby duct size. / Missing confirmed duct dimensions. / Emitted as review-only NOTE row because PDF text does not prove the full 3D DATA contract. | Lay out.pdf page 9, line 226 | 0.35 | HOLD | NEEDS_GEOMETRY_REVIEW | Detected fitting text without a nearby duct size.; Missing confirmed duct dimensions.; Emitted as review-only NOTE row because PDF text does not prove the full 3D DATA contract.
NOTE | 5580 | PDF-P09 |  |  |  |  | AI0558 |  |  |  |  | FITTING | ELBOW_UNKNOWN | [7 empty] | CUSTOM | [32 empty] | ELBOW | [17 empty] | INLET |  | OUTLET | [13 empty] | AI-0558 | Elbow Duct Fitting | Elbow Duct Fitting | 1 | EA | AUTO |  |  |  | review=Detected fitting text without a nearby duct size. / Missing confirmed duct dimensions. / Emitted as review-only NOTE row because PDF text does not prove the full 3D DATA contract. | Lay out.pdf page 9, line 229 | 0.35 | HOLD | NEEDS_GEOMETRY_REVIEW | Detected fitting text without a nearby duct size.; Missing confirmed duct dimensions.; Emitted as review-only NOTE row because PDF text does not prove the full 3D DATA contract.
NOTE | 5590 | PDF-P09 |  | EA |  |  | AI0559 |  |  |  |  | STRAIGHT | STRAIGHT_RECT |  | RECT | [5 empty] | CUSTOM | [18 empty] | 10 | 6 |  |  |  | 10 | 6 |  | 10 | 6 |  |  |  |  | NONE | [17 empty] | INLET |  | OUTLET | [13 empty] | AI-0559 | Straight Duct | Straight Duct | 1 | EA | AUTO |  |  |  | service=EA ¦ printed_size=10x6 in ¦ review=Straight duct has no confirmed centerline length or coordinates. / Emitted as review-only NOTE row because PDF text does not prove the full 3D DATA contract. ¦ TOD=150'-11" | Lay out.pdf page 9, line 233 | 0.77 | HOLD | NEEDS_GEOMETRY_REVIEW | Straight duct has no confirmed centerline length or coordinates.; Emitted as review-only NOTE row because PDF text does not prove the full 3D DATA contract.
NOTE | 5600 | PDF-P09 |  | EA |  |  | AI0560 |  |  |  |  | STRAIGHT | STRAIGHT_RECT |  | RECT | [5 empty] | CUSTOM | [18 empty] | 6 | 10 |  |  |  | 6 | 10 |  | 6 | 10 |  |  |  |  | NONE | [17 empty] | INLET |  | OUTLET | [13 empty] | AI-0560 | Straight Duct | Straight Duct | 1 | EA | AUTO |  |  |  | service=EA ¦ printed_size=6x10 in ¦ review=Straight duct has no confirmed centerline length or coordinates. / Emitted as review-only NOTE row because PDF text does not prove the full 3D DATA contract. ¦ airflow=100 CFM ¦ TOD=150'-11" | Lay out.pdf page 9, line 241 | 0.82 | HOLD | NEEDS_GEOMETRY_REVIEW | Straight duct has no confirmed centerline length or coordinates.; Emitted as review-only NOTE row because PDF text does not prove the full 3D DATA contract.
NOTE | 5610 | PDF-P09 |  | EA |  |  | AI0561 |  |  |  |  | STRAIGHT | STRAIGHT_RECT |  | RECT | [5 empty] | CUSTOM | [16 empty] | 9 | 9 | 16 | 14 |  |  |  | 16 | 14 |  | 16 | 14 |  |  |  |  | NONE | [17 empty] | INLET |  | OUTLET | [13 empty] | AI-0561 | Straight Duct | Straight Duct | 1 | EA | AUTO |  |  |  | service=EA ¦ printed_size=16x14 in ¦ review=Straight length was associated from nearby PDF text context; verify grouping. / Emitted as review-only NOTE row because PDF text does not prove the full 3D DATA contract. ¦ TOD=149'-3" | Lay out.pdf page 9, line 297 | 0.82 | HOLD | NEEDS_GEOMETRY_REVIEW | Straight length was associated from nearby PDF text context; verify grouping.; Emitted as review-only NOTE row because PDF text does not prove the full 3D DATA contract.
NOTE | 5620 | PDF-P09 |  |  |  |  | AI0562 |  |  |  |  | STRAIGHT | STRAIGHT_UNKNOWN | [7 empty] | CUSTOM | [32 empty] | NONE | [17 empty] | INLET |  | OUTLET | [13 empty] | AI-0562 | Straight Duct | Straight Duct | 1 | EA | AUTO |  |  |  | review=Detected straight duct marker without a nearby duct size. / Missing confirmed duct dimensions. / Straight duct has no confirmed centerline length or coordinates. / Emitted as review-only NOTE row because PDF text does not prove the full 3D DATA contract. | Lay out.pdf page 9, line 300 | 0.32 | HOLD | NEEDS_GEOMETRY_REVIEW | Detected straight duct marker without a nearby duct size.; Missing confirmed duct dimensions.; Straight duct has no confirmed centerline length or coordinates.; Emitted as review-only NOTE row because PDF text does not prove the full 3D DATA contract.
NOTE | 5630 | PDF-P09 |  |  |  |  | AI0563 |  |  |  |  | FITTING | ELBOW_UNKNOWN | [7 empty] | CUSTOM | [32 empty] | ELBOW | [17 empty] | INLET |  | OUTLET | [13 empty] | AI-0563 | Elbow Duct Fitting | Elbow Duct Fitting | 1 | EA | AUTO |  |  |  | review=Detected fitting text without a nearby duct size. / Missing confirmed duct dimensions. / Emitted as review-only NOTE row because PDF text does not prove the full 3D DATA contract. | Lay out.pdf page 9, line 302 | 0.35 | HOLD | NEEDS_GEOMETRY_REVIEW | Detected fitting text without a nearby duct size.; Missing confirmed duct dimensions.; Emitted as review-only NOTE row because PDF text does not prove the full 3D DATA contract.
NOTE | 5640 | PDF-P09 |  | EA |  |  | AI0564 |  |  |  |  | STRAIGHT | STRAIGHT_RECT |  | RECT | [5 empty] | CUSTOM | [18 empty] | 6 | 10 |  |  |  | 6 | 10 |  | 6 | 10 |  |  |  |  | NONE | [17 empty] | INLET |  | OUTLET | [13 empty] | AI-0564 | Straight Duct | Straight Duct | 1 | EA | AUTO |  |  |  | service=EA ¦ printed_size=6x10 in ¦ review=Straight duct has no confirmed centerline length or coordinates. / Emitted as review-only NOTE row because PDF text does not prove the full 3D DATA contract. ¦ TOD=149'-3" | Lay out.pdf page 9, line 303 | 0.77 | HOLD | NEEDS_GEOMETRY_REVIEW | Straight duct has no confirmed centerline length or coordinates.; Emitted as review-only NOTE row because PDF text does not prove the full 3D DATA contract.
NOTE | 5650 | PDF-P09 |  |  |  |  | AI0565 |  |  |  |  | STRAIGHT | STRAIGHT_UNKNOWN | [7 empty] | CUSTOM | [32 empty] | NONE | [17 empty] | INLET |  | OUTLET | [13 empty] | AI-0565 | Straight Duct | Straight Duct | 1 | EA | AUTO |  |  |  | review=Detected straight duct marker without a nearby duct size. / Missing confirmed duct dimensions. / Straight duct has no confirmed centerline length or coordinates. / Emitted as review-only NOTE row because PDF text does not prove the full 3D DATA contract. | Lay out.pdf page 9, line 304 | 0.32 | HOLD | NEEDS_GEOMETRY_REVIEW | Detected straight duct marker without a nearby duct size.; Missing confirmed duct dimensions.; Straight duct has no confirmed centerline length or coordinates.; Emitted as review-only NOTE row because PDF text does not prove the full 3D DATA contract.
NOTE | 5660 | PDF-P09 |  | EA |  |  | AI0566 |  |  |  |  | STRAIGHT | STRAIGHT_RECT |  | RECT | [5 empty] | CUSTOM | [18 empty] | 14 | 16 |  |  |  | 14 | 16 |  | 14 | 16 |  |  |  |  | NONE | [17 empty] | INLET |  | OUTLET | [13 empty] | AI-0566 | Straight Duct | Straight Duct | 1 | EA | AUTO |  |  |  | service=EA ¦ printed_size=14x16 in ¦ review=Straight duct has no confirmed centerline length or coordinates. / Emitted as review-only NOTE row because PDF text does not prove the full 3D DATA contract. ¦ TOD=149'-3" | Lay out.pdf page 9, line 305 | 0.77 | HOLD | NEEDS_GEOMETRY_REVIEW | Straight duct has no confirmed centerline length or coordinates.; Emitted as review-only NOTE row because PDF text does not prove the full 3D DATA contract.
NOTE | 5670 | PDF-P09 |  | EA |  |  | AI0567 |  |  |  |  | STRAIGHT | STRAIGHT_RECT |  | RECT | [5 empty] | CUSTOM | [18 empty] | 32 | 42 |  |  |  | 32 | 42 |  | 32 | 42 |  |  |  |  | NONE | [17 empty] | INLET |  | OUTLET | [13 empty] | AI-0567 | Straight Duct | Straight Duct | 1 | EA | AUTO |  |  |  | service=EA ¦ printed_size=32x42 in ¦ review=Straight duct has no confirmed centerline length or coordinates. / Emitted as review-only NOTE row because PDF text does not prove the full 3D DATA contract. | Lay out.pdf page 9, line 318 | 0.72 | HOLD | NEEDS_GEOMETRY_REVIEW | Straight duct has no confirmed centerline length or coordinates.; Emitted as review-only NOTE row because PDF text does not prove the full 3D DATA contract.
NOTE | 5680 | PDF-P09 |  |  |  |  | AI0568 |  |  |  |  | STRAIGHT | STRAIGHT_UNKNOWN | [7 empty] | CUSTOM | [32 empty] | NONE | [17 empty] | INLET |  | OUTLET | [13 empty] | AI-0568 | Straight Duct | Straight Duct | 1 | EA | AUTO |  |  |  | review=Detected straight duct marker without a nearby duct size. / Missing confirmed duct dimensions. / Straight duct has no confirmed centerline length or coordinates. / Emitted as review-only NOTE row because PDF text does not prove the full 3D DATA contract. | Lay out.pdf page 9, line 363 | 0.32 | HOLD | NEEDS_GEOMETRY_REVIEW | Detected straight duct marker without a nearby duct size.; Missing confirmed duct dimensions.; Straight duct has no confirmed centerline length or coordinates.; Emitted as review-only NOTE row because PDF text does not prove the full 3D DATA contract.
NOTE | 5690 | PDF-P09 |  | EA |  |  | AI0569 |  |  |  |  | STRAIGHT | STRAIGHT_RECT |  | RECT | [5 empty] | CUSTOM | [18 empty] | 14 | 16 |  |  |  | 14 | 16 |  | 14 | 16 |  |  |  |  | NONE | [17 empty] | INLET |  | OUTLET | [13 empty] | AI-0569 | Straight Duct | Straight Duct | 1 | EA | AUTO |  |  |  | service=EA ¦ printed_size=14x16 in ¦ review=Straight duct has no confirmed centerline length or coordinates. / Emitted as review-only NOTE row because PDF text does not prove the full 3D DATA contract. ¦ airflow=2200 CFM ¦ TOD=149'-3" | Lay out.pdf page 9, line 367 | 0.82 | HOLD | NEEDS_GEOMETRY_REVIEW | Straight duct has no confirmed centerline length or coordinates.; Emitted as review-only NOTE row because PDF text does not prove the full 3D DATA contract.
NOTE | 5700 | PDF-P09 |  | EA |  |  | AI0570 |  |  |  |  | STRAIGHT | STRAIGHT_RECT |  | RECT | [5 empty] | CUSTOM | [18 empty] | 42 | 32 |  |  |  | 42 | 32 |  | 42 | 32 |  |  |  |  | NONE | [17 empty] | INLET |  | OUTLET | [13 empty] | AI-0570 | Straight Duct | Straight Duct | 1 | EA | AUTO |  |  |  | service=EA ¦ printed_size=42x32 in ¦ review=Straight duct has no confirmed centerline length or coordinates. / Emitted as review-only NOTE row because PDF text does not prove the full 3D DATA contract. ¦ airflow=18100 CFM ¦ TOD=153'-10" | Lay out.pdf page 9, line 375 | 0.82 | HOLD | NEEDS_GEOMETRY_REVIEW | Straight duct has no confirmed centerline length or coordinates.; Emitted as review-only NOTE row because PDF text does not prove the full 3D DATA contract.
NOTE | 5710 | PDF-P09 |  | SA |  |  | AI0571 |  |  |  |  | STRAIGHT | STRAIGHT_RECT |  | RECT | [5 empty] | CUSTOM | [18 empty] | 16 | 14 |  |  |  | 16 | 14 |  | 16 | 14 |  |  |  |  | NONE | [17 empty] | INLET |  | OUTLET | [13 empty] | AI-0571 | Straight Duct | Straight Duct | 1 | EA | AUTO |  |  |  | service=SA ¦ printed_size=16x14 in ¦ review=Straight duct has no confirmed centerline length or coordinates. / Emitted as review-only NOTE row because PDF text does not prove the full 3D DATA contract. ¦ airflow=18100 CFM ¦ TOD=153'-10" | Lay out.pdf page 9, line 377 | 0.82 | HOLD | NEEDS_GEOMETRY_REVIEW | Straight duct has no confirmed centerline length or coordinates.; Emitted as review-only NOTE row because PDF text does not prove the full 3D DATA contract.
NOTE | 5720 | PDF-P09 |  | SA |  |  | AI0572 |  |  |  |  | FITTING | ELBOW_RECT |  | RECT | [5 empty] | CUSTOM | [18 empty] | 24 | 14 |  |  |  | 24 | 14 |  | 24 | 14 |  |  |  |  | ELBOW | [17 empty] | INLET |  | OUTLET | [13 empty] | AI-0572 | Elbow Duct Fitting | Elbow Duct Fitting | 1 | EA | AUTO |  |  |  | service=SA ¦ printed_size=24x14 in ¦ review=Fitting token was associated from nearby PDF text context; verify grouping. / Emitted as review-only NOTE row because PDF text does not prove the full 3D DATA contract. ¦ airflow=2200 CFM ¦ TOD=153'-10" | Lay out.pdf page 9, line 380 | 0.85 | HOLD | NEEDS_GEOMETRY_REVIEW | Fitting token was associated from nearby PDF text context; verify grouping.; Emitted as review-only NOTE row because PDF text does not prove the full 3D DATA contract.
NOTE | 5730 | PDF-P09 |  |  |  |  | AI0573 |  |  |  |  | FITTING | ELBOW_UNKNOWN | [7 empty] | CUSTOM | [32 empty] | ELBOW | [17 empty] | INLET |  | OUTLET | [13 empty] | AI-0573 | Elbow Duct Fitting | Elbow Duct Fitting | 1 | EA | AUTO |  |  |  | review=Detected fitting text without a nearby duct size. / Missing confirmed duct dimensions. / Emitted as review-only NOTE row because PDF text does not prove the full 3D DATA contract. | Lay out.pdf page 9, line 383 | 0.35 | HOLD | NEEDS_GEOMETRY_REVIEW | Detected fitting text without a nearby duct size.; Missing confirmed duct dimensions.; Emitted as review-only NOTE row because PDF text does not prove the full 3D DATA contract.
NOTE | 5740 | PDF-P09 |  |  |  |  | AI0574 |  |  |  |  | STRAIGHT | STRAIGHT_UNKNOWN | [7 empty] | CUSTOM | [32 empty] | NONE | [17 empty] | INLET |  | OUTLET | [13 empty] | AI-0574 | Straight Duct | Straight Duct | 1 | EA | AUTO |  |  |  | review=Detected straight duct marker without a nearby duct size. / Missing confirmed duct dimensions. / Straight duct has no confirmed centerline length or coordinates. / Emitted as review-only NOTE row because PDF text does not prove the full 3D DATA contract. | Lay out.pdf page 9, line 384 | 0.32 | HOLD | NEEDS_GEOMETRY_REVIEW | Detected straight duct marker without a nearby duct size.; Missing confirmed duct dimensions.; Straight duct has no confirmed centerline length or coordinates.; Emitted as review-only NOTE row because PDF text does not prove the full 3D DATA contract.
NOTE | 5750 | PDF-P09 |  |  |  |  | AI0575 |  |  |  |  | FITTING | ELBOW_UNKNOWN | [7 empty] | CUSTOM | [32 empty] | ELBOW | [17 empty] | INLET |  | OUTLET | [13 empty] | AI-0575 | Elbow Duct Fitting | Elbow Duct Fitting | 1 | EA | AUTO |  |  |  | review=Detected fitting text without a nearby duct size. / Missing confirmed duct dimensions. / Emitted as review-only NOTE row because PDF text does not prove the full 3D DATA contract. | Lay out.pdf page 9, line 387 | 0.35 | HOLD | NEEDS_GEOMETRY_REVIEW | Detected fitting text without a nearby duct size.; Missing confirmed duct dimensions.; Emitted as review-only NOTE row because PDF text does not prove the full 3D DATA contract.
NOTE | 5760 | PDF-P09 |  |  |  |  | AI0576 |  |  |  |  | FITTING | ELBOW_UNKNOWN | [7 empty] | CUSTOM | [32 empty] | ELBOW | [17 empty] | INLET |  | OUTLET | [13 empty] | AI-0576 | Elbow Duct Fitting | Elbow Duct Fitting | 1 | EA | AUTO |  |  |  | review=Detected fitting text without a nearby duct size. / Missing confirmed duct dimensions. / Emitted as review-only NOTE row because PDF text does not prove the full 3D DATA contract. | Lay out.pdf page 9, line 391 | 0.35 | HOLD | NEEDS_GEOMETRY_REVIEW | Detected fitting text without a nearby duct size.; Missing confirmed duct dimensions.; Emitted as review-only NOTE row because PDF text does not prove the full 3D DATA contract.
NOTE | 5770 | PDF-P09 |  |  |  |  | AI0577 |  |  |  |  | FITTING | ELBOW_UNKNOWN | [7 empty] | CUSTOM | [32 empty] | ELBOW | [17 empty] | INLET |  | OUTLET | [13 empty] | AI-0577 | Elbow Duct Fitting | Elbow Duct Fitting | 1 | EA | AUTO |  |  |  | review=Detected fitting text without a nearby duct size. / Missing confirmed duct dimensions. / Emitted as review-only NOTE row because PDF text does not prove the full 3D DATA contract. | Lay out.pdf page 9, line 393 | 0.35 | HOLD | NEEDS_GEOMETRY_REVIEW | Detected fitting text without a nearby duct size.; Missing confirmed duct dimensions.; Emitted as review-only NOTE row because PDF text does not prove the full 3D DATA contract.
NOTE | 5780 | PDF-P09 |  |  |  |  | AI0578 |  |  |  |  | STRAIGHT | STRAIGHT_UNKNOWN | [7 empty] | CUSTOM | [32 empty] | NONE | [17 empty] | INLET |  | OUTLET | [13 empty] | AI-0578 | Straight Duct | Straight Duct | 1 | EA | AUTO |  |  |  | review=Detected straight duct marker without a nearby duct size. / Missing confirmed duct dimensions. / Straight duct has no confirmed centerline length or coordinates. / Emitted as review-only NOTE row because PDF text does not prove the full 3D DATA contract. | Lay out.pdf page 9, line 394 | 0.32 | HOLD | NEEDS_GEOMETRY_REVIEW | Detected straight duct marker without a nearby duct size.; Missing confirmed duct dimensions.; Straight duct has no confirmed centerline length or coordinates.; Emitted as review-only NOTE row because PDF text does not prove the full 3D DATA contract.
NOTE | 5790 | PDF-P09 |  |  |  |  | AI0579 |  |  |  |  | STRAIGHT | STRAIGHT_UNKNOWN | [7 empty] | CUSTOM | [32 empty] | NONE | [17 empty] | INLET |  | OUTLET | [13 empty] | AI-0579 | Straight Duct | Straight Duct | 1 | EA | AUTO |  |  |  | review=Detected straight duct marker without a nearby duct size. / Missing confirmed duct dimensions. / Straight duct has no confirmed centerline length or coordinates. / Emitted as review-only NOTE row because PDF text does not prove the full 3D DATA contract. | Lay out.pdf page 9, line 395 | 0.32 | HOLD | NEEDS_GEOMETRY_REVIEW | Detected straight duct marker without a nearby duct size.; Missing confirmed duct dimensions.; Straight duct has no confirmed centerline length or coordinates.; Emitted as review-only NOTE row because PDF text does not prove the full 3D DATA contract.
NOTE | 5800 | PDF-P09 |  |  |  |  | AI0580 |  |  |  |  | FITTING | ELBOW_UNKNOWN | [7 empty] | CUSTOM | [32 empty] | ELBOW | [17 empty] | INLET |  | OUTLET | [13 empty] | AI-0580 | Elbow Duct Fitting | Elbow Duct Fitting | 1 | EA | AUTO |  |  |  | review=Detected fitting text without a nearby duct size. / Missing confirmed duct dimensions. / Emitted as review-only NOTE row because PDF text does not prove the full 3D DATA contract. | Lay out.pdf page 9, line 397 | 0.35 | HOLD | NEEDS_GEOMETRY_REVIEW | Detected fitting text without a nearby duct size.; Missing confirmed duct dimensions.; Emitted as review-only NOTE row because PDF text does not prove the full 3D DATA contract.
NOTE | 5810 | PDF-P09 |  |  |  |  | AI0581 |  |  |  |  | STRAIGHT | STRAIGHT_UNKNOWN | [7 empty] | CUSTOM | [32 empty] | NONE | [17 empty] | INLET |  | OUTLET | [13 empty] | AI-0581 | Straight Duct | Straight Duct | 1 | EA | AUTO |  |  |  | review=Detected straight duct marker without a nearby duct size. / Missing confirmed duct dimensions. / Straight duct has no confirmed centerline length or coordinates. / Emitted as review-only NOTE row because PDF text does not prove the full 3D DATA contract. | Lay out.pdf page 9, line 398 | 0.32 | HOLD | NEEDS_GEOMETRY_REVIEW | Detected straight duct marker without a nearby duct size.; Missing confirmed duct dimensions.; Straight duct has no confirmed centerline length or coordinates.; Emitted as review-only NOTE row because PDF text does not prove the full 3D DATA contract.
NOTE | 5820 | PDF-P09 |  |  |  |  | AI0582 |  |  |  |  | FITTING | ELBOW_UNKNOWN | [7 empty] | CUSTOM | [32 empty] | ELBOW | [17 empty] | INLET |  | OUTLET | [13 empty] | AI-0582 | Elbow Duct Fitting | Elbow Duct Fitting | 1 | EA | AUTO |  |  |  | review=Detected fitting text without a nearby duct size. / Missing confirmed duct dimensions. / Emitted as review-only NOTE row because PDF text does not prove the full 3D DATA contract. | Lay out.pdf page 9, line 402 | 0.35 | HOLD | NEEDS_GEOMETRY_REVIEW | Detected fitting text without a nearby duct size.; Missing confirmed duct dimensions.; Emitted as review-only NOTE row because PDF text does not prove the full 3D DATA contract.
NOTE | 5830 | PDF-P09 |  |  |  |  | AI0583 |  |  |  |  | FITTING | ELBOW_UNKNOWN | [7 empty] | CUSTOM | [32 empty] | ELBOW | [17 empty] | INLET |  | OUTLET | [13 empty] | AI-0583 | Elbow Duct Fitting | Elbow Duct Fitting | 1 | EA | AUTO |  |  |  | review=Detected fitting text without a nearby duct size. / Missing confirmed duct dimensions. / Emitted as review-only NOTE row because PDF text does not prove the full 3D DATA contract. | Lay out.pdf page 9, line 404 | 0.35 | HOLD | NEEDS_GEOMETRY_REVIEW | Detected fitting text without a nearby duct size.; Missing confirmed duct dimensions.; Emitted as review-only NOTE row because PDF text does not prove the full 3D DATA contract.
NOTE | 5840 | PDF-P09 |  |  |  |  | AI0584 |  |  |  |  | STRAIGHT | STRAIGHT_UNKNOWN | [7 empty] | CUSTOM | [32 empty] | NONE | [17 empty] | INLET |  | OUTLET | [13 empty] | AI-0584 | Straight Duct | Straight Duct | 1 | EA | AUTO |  |  |  | review=Detected straight duct marker without a nearby duct size. / Missing confirmed duct dimensions. / Straight duct has no confirmed centerline length or coordinates. / Emitted as review-only NOTE row because PDF text does not prove the full 3D DATA contract. | Lay out.pdf page 9, line 406 | 0.32 | HOLD | NEEDS_GEOMETRY_REVIEW | Detected straight duct marker without a nearby duct size.; Missing confirmed duct dimensions.; Straight duct has no confirmed centerline length or coordinates.; Emitted as review-only NOTE row because PDF text does not prove the full 3D DATA contract.
NOTE | 5850 | PDF-P09 |  |  |  |  | AI0585 |  |  |  |  | STRAIGHT | STRAIGHT_UNKNOWN | [7 empty] | CUSTOM | [32 empty] | NONE | [17 empty] | INLET |  | OUTLET | [13 empty] | AI-0585 | Straight Duct | Straight Duct | 1 | EA | AUTO |  |  |  | review=Detected straight duct marker without a nearby duct size. / Missing confirmed duct dimensions. / Straight duct has no confirmed centerline length or coordinates. / Emitted as review-only NOTE row because PDF text does not prove the full 3D DATA contract. | Lay out.pdf page 9, line 407 | 0.32 | HOLD | NEEDS_GEOMETRY_REVIEW | Detected straight duct marker without a nearby duct size.; Missing confirmed duct dimensions.; Straight duct has no confirmed centerline length or coordinates.; Emitted as review-only NOTE row because PDF text does not prove the full 3D DATA contract.
NOTE | 5860 | PDF-P09 |  | SA |  |  | AI0586 |  |  |  |  | STRAIGHT | STRAIGHT_RECT |  | RECT | [5 empty] | CUSTOM | [16 empty] | 13 | 13 | 8 | 14 |  |  |  | 8 | 14 |  | 8 | 14 |  |  |  |  | NONE | [17 empty] | INLET |  | OUTLET | [13 empty] | AI-0586 | Straight Duct | Straight Duct | 1 | EA | AUTO |  |  |  | service=SA ¦ printed_size=8x14 in ¦ review=Straight length was associated from nearby PDF text context; verify grouping. / Emitted as review-only NOTE row because PDF text does not prove the full 3D DATA contract. ¦ TOD=145'-9" | Lay out.pdf page 9, line 410 | 0.82 | HOLD | NEEDS_GEOMETRY_REVIEW | Straight length was associated from nearby PDF text context; verify grouping.; Emitted as review-only NOTE row because PDF text does not prove the full 3D DATA contract.
NOTE | 5870 | PDF-P09 |  | SR |  |  | AI0587 |  |  |  |  | STRAIGHT | STRAIGHT_RECT |  | RECT | [5 empty] | CUSTOM | [18 empty] | 8 | 14 |  |  |  | 8 | 14 |  | 8 | 14 |  |  |  |  | NONE | [17 empty] | INLET |  | OUTLET | [13 empty] | AI-0587 | Straight Duct | Straight Duct | 1 | EA | AUTO |  |  |  | service=SR ¦ printed_size=8x14 in ¦ review=Straight duct has no confirmed centerline length or coordinates. / Emitted as review-only NOTE row because PDF text does not prove the full 3D DATA contract. ¦ airflow=500 CFM | Lay out.pdf page 9, line 415 | 0.77 | HOLD | NEEDS_GEOMETRY_REVIEW | Straight duct has no confirmed centerline length or coordinates.; Emitted as review-only NOTE row because PDF text does not prove the full 3D DATA contract.
NOTE | 5880 | PDF-P09 |  | SR |  |  | AI0588 |  |  |  |  | STRAIGHT | STRAIGHT_RECT |  | RECT | [5 empty] | CUSTOM | [18 empty] | 8 | 14 |  |  |  | 8 | 14 |  | 8 | 14 |  |  |  |  | NONE | [17 empty] | INLET |  | OUTLET | [13 empty] | AI-0588 | Straight Duct | Straight Duct | 1 | EA | AUTO |  |  |  | service=SR ¦ printed_size=8x14 in ¦ review=Straight duct has no confirmed centerline length or coordinates. / Emitted as review-only NOTE row because PDF text does not prove the full 3D DATA contract. ¦ airflow=500 CFM | Lay out.pdf page 9, line 419 | 0.77 | HOLD | NEEDS_GEOMETRY_REVIEW | Straight duct has no confirmed centerline length or coordinates.; Emitted as review-only NOTE row because PDF text does not prove the full 3D DATA contract.
NOTE | 5890 | PDF-P09 |  | SA |  |  | AI0589 |  |  |  |  | STRAIGHT | STRAIGHT_RECT |  | RECT | [5 empty] | CUSTOM | [18 empty] | 24 | 14 |  |  |  | 24 | 14 |  | 24 | 14 |  |  |  |  | NONE | [17 empty] | INLET |  | OUTLET | [13 empty] | AI-0589 | Straight Duct | Straight Duct | 1 | EA | AUTO |  |  |  | service=SA ¦ printed_size=24x14 in ¦ review=Straight duct has no confirmed centerline length or coordinates. / Emitted as review-only NOTE row because PDF text does not prove the full 3D DATA contract. ¦ airflow=500 CFM ¦ TOD=153'-10" | Lay out.pdf page 9, line 422 | 0.82 | HOLD | NEEDS_GEOMETRY_REVIEW | Straight duct has no confirmed centerline length or coordinates.; Emitted as review-only NOTE row because PDF text does not prove the full 3D DATA contract.
NOTE | 5900 | PDF-P09 |  | SA |  |  | AI0590 |  |  |  |  | STRAIGHT | STRAIGHT_RECT |  | RECT | [5 empty] | CUSTOM | [18 empty] | 24 | 14 |  |  |  | 24 | 14 |  | 24 | 14 |  |  |  |  | NONE | [17 empty] | INLET |  | OUTLET | [13 empty] | AI-0590 | Straight Duct | Straight Duct | 1 | EA | AUTO |  |  |  | service=SA ¦ printed_size=24x14 in ¦ review=Straight duct has no confirmed centerline length or coordinates. / Emitted as review-only NOTE row because PDF text does not prove the full 3D DATA contract. ¦ TOD=153'-10" | Lay out.pdf page 9, line 424 | 0.77 | HOLD | NEEDS_GEOMETRY_REVIEW | Straight duct has no confirmed centerline length or coordinates.; Emitted as review-only NOTE row because PDF text does not prove the full 3D DATA contract.
NOTE | 5910 | PDF-P09 |  | SA |  |  | AI0591 |  |  |  |  | STRAIGHT | STRAIGHT_RECT |  | RECT | [5 empty] | CUSTOM | [18 empty] | 14 | 16 |  |  |  | 14 | 16 |  | 14 | 16 |  |  |  |  | NONE | [17 empty] | INLET |  | OUTLET | [13 empty] | AI-0591 | Straight Duct | Straight Duct | 1 | EA | AUTO |  |  |  | service=SA ¦ printed_size=14x16 in ¦ review=Straight duct has no confirmed centerline length or coordinates. / Emitted as review-only NOTE row because PDF text does not prove the full 3D DATA contract. ¦ TOD=153'-10" | Lay out.pdf page 9, line 426 | 0.77 | HOLD | NEEDS_GEOMETRY_REVIEW | Straight duct has no confirmed centerline length or coordinates.; Emitted as review-only NOTE row because PDF text does not prove the full 3D DATA contract.
NOTE | 5920 | PDF-P09 |  |  |  |  | AI0592 |  |  |  |  | FITTING | ELBOW_UNKNOWN | [7 empty] | CUSTOM | [32 empty] | ELBOW | [17 empty] | INLET |  | OUTLET | [13 empty] | AI-0592 | Elbow Duct Fitting | Elbow Duct Fitting | 1 | EA | AUTO |  |  |  | review=Detected fitting text without a nearby duct size. / Missing confirmed duct dimensions. / Emitted as review-only NOTE row because PDF text does not prove the full 3D DATA contract. | Lay out.pdf page 9, line 430 | 0.35 | HOLD | NEEDS_GEOMETRY_REVIEW | Detected fitting text without a nearby duct size.; Missing confirmed duct dimensions.; Emitted as review-only NOTE row because PDF text does not prove the full 3D DATA contract.
NOTE | 5930 | PDF-P09 |  |  |  |  | AI0593 |  |  |  |  | FITTING | ELBOW_UNKNOWN | [7 empty] | CUSTOM | [32 empty] | ELBOW | [17 empty] | INLET |  | OUTLET | [13 empty] | AI-0593 | Elbow Duct Fitting | Elbow Duct Fitting | 1 | EA | AUTO |  |  |  | review=Detected fitting text without a nearby duct size. / Missing confirmed duct dimensions. / Emitted as review-only NOTE row because PDF text does not prove the full 3D DATA contract. | Lay out.pdf page 9, line 441 | 0.35 | HOLD | NEEDS_GEOMETRY_REVIEW | Detected fitting text without a nearby duct size.; Missing confirmed duct dimensions.; Emitted as review-only NOTE row because PDF text does not prove the full 3D DATA contract.
NOTE | 5940 | PDF-P09 |  | SA |  |  | AI0594 |  |  |  |  | FITTING | ELBOW_RECT |  | RECT | [5 empty] | CUSTOM | [18 empty] | 8 | 14 |  |  |  | 8 | 14 |  | 8 | 14 |  |  |  |  | ELBOW | [17 empty] | INLET |  | OUTLET | [13 empty] | AI-0594 | Elbow Duct Fitting | Elbow Duct Fitting | 1 | EA | AUTO |  |  |  | service=SA ¦ printed_size=8x14 in ¦ review=Fitting token was associated from nearby PDF text context; verify grouping. / Emitted as review-only NOTE row because PDF text does not prove the full 3D DATA contract. ¦ TOD=153'-7" | Lay out.pdf page 9, line 442 | 0.8 | HOLD | NEEDS_GEOMETRY_REVIEW | Fitting token was associated from nearby PDF text context; verify grouping.; Emitted as review-only NOTE row because PDF text does not prove the full 3D DATA contract.
NOTE | 5950 | PDF-P09 |  | SR |  |  | AI0595 |  |  |  |  | STRAIGHT | STRAIGHT_RECT |  | RECT | [5 empty] | CUSTOM | [18 empty] | 14 | 8 |  |  |  | 14 | 8 |  | 14 | 8 |  |  |  |  | NONE | [17 empty] | INLET |  | OUTLET | [13 empty] | AI-0595 | Straight Duct | Straight Duct | 1 | EA | AUTO |  |  |  | service=SR ¦ printed_size=14x8 in ¦ review=Straight duct has no confirmed centerline length or coordinates. / Emitted as review-only NOTE row because PDF text does not prove the full 3D DATA contract. ¦ airflow=500 CFM ¦ TOD=153'-7" | Lay out.pdf page 9, line 446 | 0.82 | HOLD | NEEDS_GEOMETRY_REVIEW | Straight duct has no confirmed centerline length or coordinates.; Emitted as review-only NOTE row because PDF text does not prove the full 3D DATA contract.
NOTE | 5960 | PDF-P09 |  | SR |  |  | AI0596 |  |  |  |  | FITTING | ELBOW_RECT |  | RECT | [5 empty] | CUSTOM | [18 empty] | 8 | 16 |  |  |  | 8 | 16 |  | 8 | 16 |  |  |  |  | ELBOW | [17 empty] | INLET |  | OUTLET | [13 empty] | AI-0596 | Elbow Duct Fitting | Elbow Duct Fitting | 1 | EA | AUTO |  |  |  | service=SR ¦ printed_size=8x16 in ¦ review=Fitting token was associated from nearby PDF text context; verify grouping. / Emitted as review-only NOTE row because PDF text does not prove the full 3D DATA contract. ¦ airflow=500 CFM | Lay out.pdf page 9, line 451 | 0.8 | HOLD | NEEDS_GEOMETRY_REVIEW | Fitting token was associated from nearby PDF text context; verify grouping.; Emitted as review-only NOTE row because PDF text does not prove the full 3D DATA contract.
NOTE | 5970 | PDF-P09 |  |  |  |  | AI0597 |  |  |  |  | FITTING | ELBOW_UNKNOWN | [7 empty] | CUSTOM | [32 empty] | ELBOW | [17 empty] | INLET |  | OUTLET | [13 empty] | AI-0597 | Elbow Duct Fitting | Elbow Duct Fitting | 1 | EA | AUTO |  |  |  | review=Detected fitting text without a nearby duct size. / Missing confirmed duct dimensions. / Emitted as review-only NOTE row because PDF text does not prove the full 3D DATA contract. | Lay out.pdf page 9, line 454 | 0.35 | HOLD | NEEDS_GEOMETRY_REVIEW | Detected fitting text without a nearby duct size.; Missing confirmed duct dimensions.; Emitted as review-only NOTE row because PDF text does not prove the full 3D DATA contract.
NOTE | 5980 | PDF-P09 |  | SR |  |  | AI0598 |  |  |  |  | FITTING | ELBOW_RECT |  | RECT | [5 empty] | CUSTOM | [18 empty] | 14 | 8 |  |  |  | 14 | 8 |  | 14 | 8 |  |  |  |  | ELBOW | [17 empty] | INLET |  | OUTLET | [13 empty] | AI-0598 | Elbow Duct Fitting | Elbow Duct Fitting | 1 | EA | AUTO |  |  |  | service=SR ¦ printed_size=14x8 in ¦ review=Fitting token was associated from nearby PDF text context; verify grouping. / Emitted as review-only NOTE row because PDF text does not prove the full 3D DATA contract. ¦ airflow=500 CFM | Lay out.pdf page 9, line 457 | 0.8 | HOLD | NEEDS_GEOMETRY_REVIEW | Fitting token was associated from nearby PDF text context; verify grouping.; Emitted as review-only NOTE row because PDF text does not prove the full 3D DATA contract.
NOTE | 5990 | PDF-P09 |  |  |  |  | AI0599 |  |  |  |  | STRAIGHT | STRAIGHT_UNKNOWN | [7 empty] | CUSTOM | [32 empty] | NONE | [17 empty] | INLET |  | OUTLET | [13 empty] | AI-0599 | Straight Duct | Straight Duct | 1 | EA | AUTO |  |  |  | review=Detected straight duct marker without a nearby duct size. / Missing confirmed duct dimensions. / Straight duct has no confirmed centerline length or coordinates. / Emitted as review-only NOTE row because PDF text does not prove the full 3D DATA contract. | Lay out.pdf page 9, line 463 | 0.32 | HOLD | NEEDS_GEOMETRY_REVIEW | Detected straight duct marker without a nearby duct size.; Missing confirmed duct dimensions.; Straight duct has no confirmed centerline length or coordinates.; Emitted as review-only NOTE row because PDF text does not prove the full 3D DATA contract.
NOTE | 6000 | PDF-P09 |  |  |  |  | AI0600 |  |  |  |  | FITTING | ELBOW_UNKNOWN | [7 empty] | CUSTOM | [32 empty] | ELBOW | [17 empty] | INLET |  | OUTLET | [13 empty] | AI-0600 | Elbow Duct Fitting | Elbow Duct Fitting | 1 | EA | AUTO |  |  |  | review=Detected fitting text without a nearby duct size. / Missing confirmed duct dimensions. / Emitted as review-only NOTE row because PDF text does not prove the full 3D DATA contract. | Lay out.pdf page 9, line 465 | 0.35 | HOLD | NEEDS_GEOMETRY_REVIEW | Detected fitting text without a nearby duct size.; Missing confirmed duct dimensions.; Emitted as review-only NOTE row because PDF text does not prove the full 3D DATA contract.
NOTE | 6010 | PDF-P09 |  |  |  |  | AI0601 |  |  |  |  | FITTING | ELBOW_UNKNOWN | [7 empty] | CUSTOM | [32 empty] | ELBOW | [17 empty] | INLET |  | OUTLET | [13 empty] | AI-0601 | Elbow Duct Fitting | Elbow Duct Fitting | 1 | EA | AUTO |  |  |  | review=Detected fitting text without a nearby duct size. / Missing confirmed duct dimensions. / Emitted as review-only NOTE row because PDF text does not prove the full 3D DATA contract. | Lay out.pdf page 9, line 468 | 0.35 | HOLD | NEEDS_GEOMETRY_REVIEW | Detected fitting text without a nearby duct size.; Missing confirmed duct dimensions.; Emitted as review-only NOTE row because PDF text does not prove the full 3D DATA contract.
NOTE | 6020 | PDF-P09 |  |  |  |  | AI0602 |  |  |  |  | FITTING | WYE_UNKNOWN | [7 empty] | CUSTOM | [32 empty] | WYE | [17 empty] | INLET |  | OUTLET | [13 empty] | AI-0602 | Wye Duct Fitting | Wye Duct Fitting | 1 | EA | AUTO |  |  |  | review=Detected fitting text without a nearby duct size. / Missing confirmed duct dimensions. / Branch fitting needs confirmed branch port geometry before DATA export. / Emitted as review-only NOTE row because PDF text does not prove the full 3D DATA contract. | Lay out.pdf page 9, line 471 | 0.35 | HOLD | NEEDS_GEOMETRY_REVIEW | Detected fitting text without a nearby duct size.; Missing confirmed duct dimensions.; Branch fitting needs confirmed branch port geometry before DATA export.; Emitted as review-only NOTE row because PDF text does not prove the full 3D DATA contract.
NOTE | 6030 | PDF-P09 |  | SA |  |  | AI0603 |  |  |  |  | FITTING | WYE_RECT |  | RECT | [5 empty] | CUSTOM | [18 empty] | 22 | 16 |  |  |  | 22 | 16 |  | 22 | 16 |  |  |  |  | WYE | [17 empty] | INLET |  | OUTLET | [13 empty] | AI-0603 | Wye Duct Fitting | Wye Duct Fitting | 1 | EA | AUTO |  |  |  | service=SA ¦ printed_size=22x16 in ¦ review=Fitting token was associated from nearby PDF text context; verify grouping. / Branch fitting needs confirmed branch port geometry before DATA export. / Emitted as review-only NOTE row because PDF text does not prove the full 3D DATA contract. ¦ TOD=153'-10" | Lay out.pdf page 9, line 472 | 0.8 | HOLD | NEEDS_GEOMETRY_REVIEW | Fitting token was associated from nearby PDF text context; verify grouping.; Branch fitting needs confirmed branch port geometry before DATA export.; Emitted as review-only NOTE row because PDF text does not prove the full 3D DATA contract.
NOTE | 6040 | PDF-P09 |  |  |  |  | AI0604 |  |  |  |  | FITTING | ELBOW_UNKNOWN | [7 empty] | CUSTOM | [32 empty] | ELBOW | [17 empty] | INLET |  | OUTLET | [13 empty] | AI-0604 | Elbow Duct Fitting | Elbow Duct Fitting | 1 | EA | AUTO |  |  |  | review=Detected fitting text without a nearby duct size. / Missing confirmed duct dimensions. / Emitted as review-only NOTE row because PDF text does not prove the full 3D DATA contract. | Lay out.pdf page 9, line 475 | 0.35 | HOLD | NEEDS_GEOMETRY_REVIEW | Detected fitting text without a nearby duct size.; Missing confirmed duct dimensions.; Emitted as review-only NOTE row because PDF text does not prove the full 3D DATA contract.
NOTE | 6050 | PDF-P09 |  | SA |  |  | AI0605 |  |  |  |  | STRAIGHT | STRAIGHT_RECT |  | RECT | [5 empty] | CUSTOM | [18 empty] | 16 | 22 |  |  |  | 16 | 22 |  | 16 | 22 |  |  |  |  | NONE | [17 empty] | INLET |  | OUTLET | [13 empty] | AI-0605 | Straight Duct | Straight Duct | 1 | EA | AUTO |  |  |  | service=SA ¦ printed_size=16x22 in ¦ review=Straight duct has no confirmed centerline length or coordinates. / Emitted as review-only NOTE row because PDF text does not prove the full 3D DATA contract. ¦ airflow=1000 CFM ¦ TOD=153'-10" | Lay out.pdf page 9, line 479 | 0.82 | HOLD | NEEDS_GEOMETRY_REVIEW | Straight duct has no confirmed centerline length or coordinates.; Emitted as review-only NOTE row because PDF text does not prove the full 3D DATA contract.
NOTE | 6060 | PDF-P09 |  | SA |  |  | AI0606 |  |  |  |  | STRAIGHT | STRAIGHT_RECT |  | RECT | [5 empty] | CUSTOM | [18 empty] | 16 | 8 |  |  |  | 16 | 8 |  | 16 | 8 |  |  |  |  | NONE | [17 empty] | INLET |  | OUTLET | [13 empty] | AI-0606 | Straight Duct | Straight Duct | 1 | EA | AUTO |  |  |  | service=SA ¦ printed_size=16x8 in ¦ review=Straight duct has no confirmed centerline length or coordinates. / Emitted as review-only NOTE row because PDF text does not prove the full 3D DATA contract. ¦ airflow=1000 CFM ¦ TOD=153'-10" | Lay out.pdf page 9, line 481 | 0.82 | HOLD | NEEDS_GEOMETRY_REVIEW | Straight duct has no confirmed centerline length or coordinates.; Emitted as review-only NOTE row because PDF text does not prove the full 3D DATA contract.
NOTE | 6070 | PDF-P09 |  | SR |  |  | AI0607 |  |  |  |  | STRAIGHT | STRAIGHT_RECT |  | RECT | [5 empty] | CUSTOM | [18 empty] | 8 | 8 |  |  |  | 8 | 8 |  | 8 | 8 |  |  |  |  | NONE | [17 empty] | INLET |  | OUTLET | [13 empty] | AI-0607 | Straight Duct | Straight Duct | 1 | EA | AUTO |  |  |  | service=SR ¦ printed_size=8x8 in ¦ review=Straight duct has no confirmed centerline length or coordinates. / Emitted as review-only NOTE row because PDF text does not prove the full 3D DATA contract. ¦ airflow=1000 CFM | Lay out.pdf page 9, line 485 | 0.77 | HOLD | NEEDS_GEOMETRY_REVIEW | Straight duct has no confirmed centerline length or coordinates.; Emitted as review-only NOTE row because PDF text does not prove the full 3D DATA contract.
NOTE | 6080 | PDF-P09 |  | SA |  |  | AI0608 |  |  |  |  | FITTING | WYE_RECT |  | RECT | [5 empty] | CUSTOM | [18 empty] | 8 | 8 |  |  |  | 8 | 8 |  | 8 | 8 |  |  |  |  | WYE | [17 empty] | INLET |  | OUTLET | [13 empty] | AI-0608 | Wye Duct Fitting | Wye Duct Fitting | 1 | EA | AUTO |  |  |  | service=SA ¦ printed_size=8x8 in ¦ review=Fitting token was associated from nearby PDF text context; verify grouping. / Branch fitting needs confirmed branch port geometry before DATA export. / Emitted as review-only NOTE row because PDF text does not prove the full 3D DATA contract. ¦ airflow=500 CFM ¦ TOD=147'-5" | Lay out.pdf page 9, line 488 | 0.85 | HOLD | NEEDS_GEOMETRY_REVIEW | Fitting token was associated from nearby PDF text context; verify grouping.; Branch fitting needs confirmed branch port geometry before DATA export.; Emitted as review-only NOTE row because PDF text does not prove the full 3D DATA contract.
NOTE | 6090 | PDF-P09 |  |  |  |  | AI0609 |  |  |  |  | FITTING | WYE_UNKNOWN | [7 empty] | CUSTOM | [32 empty] | WYE | [17 empty] | INLET |  | OUTLET | [13 empty] | AI-0609 | Wye Duct Fitting | Wye Duct Fitting | 1 | EA | AUTO |  |  |  | review=Detected fitting text without a nearby duct size. / Missing confirmed duct dimensions. / Branch fitting needs confirmed branch port geometry before DATA export. / Emitted as review-only NOTE row because PDF text does not prove the full 3D DATA contract. | Lay out.pdf page 9, line 491 | 0.35 | HOLD | NEEDS_GEOMETRY_REVIEW | Detected fitting text without a nearby duct size.; Missing confirmed duct dimensions.; Branch fitting needs confirmed branch port geometry before DATA export.; Emitted as review-only NOTE row because PDF text does not prove the full 3D DATA contract.
NOTE | 6100 | PDF-P09 |  |  |  |  | AI0610 |  |  |  |  | STRAIGHT | STRAIGHT_UNKNOWN | [7 empty] | CUSTOM | [32 empty] | NONE | [17 empty] | INLET |  | OUTLET | [13 empty] | AI-0610 | Straight Duct | Straight Duct | 1 | EA | AUTO |  |  |  | review=Detected straight duct marker without a nearby duct size. / Missing confirmed duct dimensions. / Straight duct has no confirmed centerline length or coordinates. / Emitted as review-only NOTE row because PDF text does not prove the full 3D DATA contract. | Lay out.pdf page 9, line 492 | 0.32 | HOLD | NEEDS_GEOMETRY_REVIEW | Detected straight duct marker without a nearby duct size.; Missing confirmed duct dimensions.; Straight duct has no confirmed centerline length or coordinates.; Emitted as review-only NOTE row because PDF text does not prove the full 3D DATA contract.
NOTE | 6110 | PDF-P09 |  |  |  |  | AI0611 |  |  |  |  | STRAIGHT | STRAIGHT_UNKNOWN | [7 empty] | CUSTOM | [32 empty] | NONE | [17 empty] | INLET |  | OUTLET | [13 empty] | AI-0611 | Straight Duct | Straight Duct | 1 | EA | AUTO |  |  |  | review=Detected straight duct marker without a nearby duct size. / Missing confirmed duct dimensions. / Straight duct has no confirmed centerline length or coordinates. / Emitted as review-only NOTE row because PDF text does not prove the full 3D DATA contract. | Lay out.pdf page 9, line 495 | 0.32 | HOLD | NEEDS_GEOMETRY_REVIEW | Detected straight duct marker without a nearby duct size.; Missing confirmed duct dimensions.; Straight duct has no confirmed centerline length or coordinates.; Emitted as review-only NOTE row because PDF text does not prove the full 3D DATA contract.
NOTE | 6120 | PDF-P09 |  |  |  |  | AI0612 |  |  |  |  | FITTING | ELBOW_UNKNOWN | [7 empty] | CUSTOM | [32 empty] | ELBOW | [17 empty] | INLET |  | OUTLET | [13 empty] | AI-0612 | Elbow Duct Fitting | Elbow Duct Fitting | 1 | EA | AUTO |  |  |  | review=Detected fitting text without a nearby duct size. / Missing confirmed duct dimensions. / Emitted as review-only NOTE row because PDF text does not prove the full 3D DATA contract. | Lay out.pdf page 9, line 497 | 0.35 | HOLD | NEEDS_GEOMETRY_REVIEW | Detected fitting text without a nearby duct size.; Missing confirmed duct dimensions.; Emitted as review-only NOTE row because PDF text does not prove the full 3D DATA contract.
NOTE | 6130 | PDF-P09 |  | SA |  |  | AI0613 |  |  |  |  | STRAIGHT | STRAIGHT_RECT |  | RECT | [5 empty] | CUSTOM | [18 empty] | 8 | 8 |  |  |  | 8 | 8 |  | 8 | 8 |  |  |  |  | NONE | [17 empty] | INLET |  | OUTLET | [13 empty] | AI-0613 | Straight Duct | Straight Duct | 1 | EA | AUTO |  |  |  | service=SA ¦ printed_size=8x8 in ¦ review=Straight duct has no confirmed centerline length or coordinates. / Emitted as review-only NOTE row because PDF text does not prove the full 3D DATA contract. ¦ TOD=145'-5" | Lay out.pdf page 9, line 498 | 0.77 | HOLD | NEEDS_GEOMETRY_REVIEW | Straight duct has no confirmed centerline length or coordinates.; Emitted as review-only NOTE row because PDF text does not prove the full 3D DATA contract.
NOTE | 6140 | PDF-P09 |  |  |  |  | AI0614 |  |  |  |  | FITTING | ELBOW_UNKNOWN | [7 empty] | CUSTOM | [32 empty] | ELBOW | [17 empty] | INLET |  | OUTLET | [13 empty] | AI-0614 | Elbow Duct Fitting | Elbow Duct Fitting | 1 | EA | AUTO |  |  |  | review=Detected fitting text without a nearby duct size. / Missing confirmed duct dimensions. / Emitted as review-only NOTE row because PDF text does not prove the full 3D DATA contract. | Lay out.pdf page 9, line 501 | 0.35 | HOLD | NEEDS_GEOMETRY_REVIEW | Detected fitting text without a nearby duct size.; Missing confirmed duct dimensions.; Emitted as review-only NOTE row because PDF text does not prove the full 3D DATA contract.
NOTE | 6150 | PDF-P09 |  | SA |  |  | AI0615 |  |  |  |  | STRAIGHT | STRAIGHT_RECT |  | RECT | [5 empty] | CUSTOM | [18 empty] | 8 | 14 |  |  |  | 8 | 14 |  | 8 | 14 |  |  |  |  | NONE | [17 empty] | INLET |  | OUTLET | [13 empty] | AI-0615 | Straight Duct | Straight Duct | 1 | EA | AUTO |  |  |  | service=SA ¦ printed_size=8x14 in ¦ review=Straight duct has no confirmed centerline length or coordinates. / Emitted as review-only NOTE row because PDF text does not prove the full 3D DATA contract. ¦ TOD=145'-9" | Lay out.pdf page 9, line 503 | 0.77 | HOLD | NEEDS_GEOMETRY_REVIEW | Straight duct has no confirmed centerline length or coordinates.; Emitted as review-only NOTE row because PDF text does not prove the full 3D DATA contract.
NOTE | 6160 | PDF-P09 |  |  |  |  | AI0616 |  |  |  |  | STRAIGHT | STRAIGHT_UNKNOWN | [7 empty] | CUSTOM | [32 empty] | NONE | [17 empty] | INLET |  | OUTLET | [13 empty] | AI-0616 | Straight Duct | Straight Duct | 1 | EA | AUTO |  |  |  | review=Detected straight duct marker without a nearby duct size. / Missing confirmed duct dimensions. / Straight duct has no confirmed centerline length or coordinates. / Emitted as review-only NOTE row because PDF text does not prove the full 3D DATA contract. | Lay out.pdf page 9, line 505 | 0.32 | HOLD | NEEDS_GEOMETRY_REVIEW | Detected straight duct marker without a nearby duct size.; Missing confirmed duct dimensions.; Straight duct has no confirmed centerline length or coordinates.; Emitted as review-only NOTE row because PDF text does not prove the full 3D DATA contract.
NOTE | 6170 | PDF-P09 |  |  |  |  | AI0617 |  |  |  |  | FITTING | ELBOW_UNKNOWN | [7 empty] | CUSTOM | [32 empty] | ELBOW | [17 empty] | INLET |  | OUTLET | [13 empty] | AI-0617 | Elbow Duct Fitting | Elbow Duct Fitting | 1 | EA | AUTO |  |  |  | review=Detected fitting text without a nearby duct size. / Missing confirmed duct dimensions. / Emitted as review-only NOTE row because PDF text does not prove the full 3D DATA contract. | Lay out.pdf page 9, line 507 | 0.35 | HOLD | NEEDS_GEOMETRY_REVIEW | Detected fitting text without a nearby duct size.; Missing confirmed duct dimensions.; Emitted as review-only NOTE row because PDF text does not prove the full 3D DATA contract.
NOTE | 6180 | PDF-P09 |  | SR |  |  | AI0618 |  |  |  |  | FITTING | ELBOW_RECT |  | RECT | [5 empty] | CUSTOM | [18 empty] | 14 | 8 |  |  |  | 14 | 8 |  | 14 | 8 |  |  |  |  | ELBOW | [17 empty] | INLET |  | OUTLET | [13 empty] | AI-0618 | Elbow Duct Fitting | Elbow Duct Fitting | 1 | EA | AUTO |  |  |  | service=SR ¦ printed_size=14x8 in ¦ review=Fitting token was associated from nearby PDF text context; verify grouping. / Emitted as review-only NOTE row because PDF text does not prove the full 3D DATA contract. ¦ airflow=500 CFM | Lay out.pdf page 9, line 510 | 0.8 | HOLD | NEEDS_GEOMETRY_REVIEW | Fitting token was associated from nearby PDF text context; verify grouping.; Emitted as review-only NOTE row because PDF text does not prove the full 3D DATA contract.
NOTE | 6190 | PDF-P09 |  | SA |  |  | AI0619 |  |  |  |  | STRAIGHT | STRAIGHT_RECT |  | RECT | [5 empty] | CUSTOM | [18 empty] | 24 | 14 |  |  |  | 24 | 14 |  | 24 | 14 |  |  |  |  | NONE | [17 empty] | INLET |  | OUTLET | [13 empty] | AI-0619 | Straight Duct | Straight Duct | 1 | EA | AUTO |  |  |  | service=SA ¦ printed_size=24x14 in ¦ review=Straight duct has no confirmed centerline length or coordinates. / Emitted as review-only NOTE row because PDF text does not prove the full 3D DATA contract. ¦ airflow=500 CFM ¦ TOD=154'-4" | Lay out.pdf page 9, line 513 | 0.82 | HOLD | NEEDS_GEOMETRY_REVIEW | Straight duct has no confirmed centerline length or coordinates.; Emitted as review-only NOTE row because PDF text does not prove the full 3D DATA contract.
NOTE | 6200 | PDF-P09 |  |  |  |  | AI0620 |  |  |  |  | FITTING | WYE_UNKNOWN | [7 empty] | CUSTOM | [32 empty] | WYE | [17 empty] | INLET |  | OUTLET | [13 empty] | AI-0620 | Wye Duct Fitting | Wye Duct Fitting | 1 | EA | AUTO |  |  |  | review=Detected fitting text without a nearby duct size. / Missing confirmed duct dimensions. / Branch fitting needs confirmed branch port geometry before DATA export. / Emitted as review-only NOTE row because PDF text does not prove the full 3D DATA contract. | Lay out.pdf page 9, line 518 | 0.35 | HOLD | NEEDS_GEOMETRY_REVIEW | Detected fitting text without a nearby duct size.; Missing confirmed duct dimensions.; Branch fitting needs confirmed branch port geometry before DATA export.; Emitted as review-only NOTE row because PDF text does not prove the full 3D DATA contract.
NOTE | 6210 | PDF-P09 |  |  |  |  | AI0621 |  |  |  |  | FITTING | ELBOW_UNKNOWN | [7 empty] | CUSTOM | [32 empty] | ELBOW | [17 empty] | INLET |  | OUTLET | [13 empty] | AI-0621 | Elbow Duct Fitting | Elbow Duct Fitting | 1 | EA | AUTO |  |  |  | review=Detected fitting text without a nearby duct size. / Missing confirmed duct dimensions. / Emitted as review-only NOTE row because PDF text does not prove the full 3D DATA contract. | Lay out.pdf page 9, line 520 | 0.35 | HOLD | NEEDS_GEOMETRY_REVIEW | Detected fitting text without a nearby duct size.; Missing confirmed duct dimensions.; Emitted as review-only NOTE row because PDF text does not prove the full 3D DATA contract.
NOTE | 6220 | PDF-P09 |  |  |  |  | AI0622 |  |  |  |  | STRAIGHT | STRAIGHT_UNKNOWN | [7 empty] | CUSTOM | [32 empty] | NONE | [17 empty] | INLET |  | OUTLET | [13 empty] | AI-0622 | Straight Duct | Straight Duct | 1 | EA | AUTO |  |  |  | review=Detected straight duct marker without a nearby duct size. / Missing confirmed duct dimensions. / Straight duct has no confirmed centerline length or coordinates. / Emitted as review-only NOTE row because PDF text does not prove the full 3D DATA contract. | Lay out.pdf page 9, line 521 | 0.32 | HOLD | NEEDS_GEOMETRY_REVIEW | Detected straight duct marker without a nearby duct size.; Missing confirmed duct dimensions.; Straight duct has no confirmed centerline length or coordinates.; Emitted as review-only NOTE row because PDF text does not prove the full 3D DATA contract.
NOTE | 6230 | PDF-P09 |  |  |  |  | AI0623 |  |  |  |  | FITTING | ELBOW_UNKNOWN | [7 empty] | CUSTOM | [32 empty] | ELBOW | [17 empty] | INLET |  | OUTLET | [13 empty] | AI-0623 | Elbow Duct Fitting | Elbow Duct Fitting | 1 | EA | AUTO |  |  |  | review=Detected fitting text without a nearby duct size. / Missing confirmed duct dimensions. / Emitted as review-only NOTE row because PDF text does not prove the full 3D DATA contract. | Lay out.pdf page 9, line 523 | 0.35 | HOLD | NEEDS_GEOMETRY_REVIEW | Detected fitting text without a nearby duct size.; Missing confirmed duct dimensions.; Emitted as review-only NOTE row because PDF text does not prove the full 3D DATA contract.
NOTE | 6240 | PDF-P09 |  |  |  |  | AI0624 |  |  |  |  | STRAIGHT | STRAIGHT_UNKNOWN | [7 empty] | CUSTOM | [32 empty] | NONE | [17 empty] | INLET |  | OUTLET | [13 empty] | AI-0624 | Straight Duct | Straight Duct | 1 | EA | AUTO |  |  |  | review=Detected straight duct marker without a nearby duct size. / Missing confirmed duct dimensions. / Straight duct has no confirmed centerline length or coordinates. / Emitted as review-only NOTE row because PDF text does not prove the full 3D DATA contract. | Lay out.pdf page 9, line 524 | 0.32 | HOLD | NEEDS_GEOMETRY_REVIEW | Detected straight duct marker without a nearby duct size.; Missing confirmed duct dimensions.; Straight duct has no confirmed centerline length or coordinates.; Emitted as review-only NOTE row because PDF text does not prove the full 3D DATA contract.
NOTE | 6250 | PDF-P09 |  | SR |  |  | AI0625 |  |  |  |  | STRAIGHT | STRAIGHT_RECT |  | RECT | [5 empty] | CUSTOM | [16 empty] | 12 | 12 | 8 | 8 |  |  |  | 8 | 8 |  | 8 | 8 |  |  |  |  | NONE | [17 empty] | INLET |  | OUTLET | [13 empty] | AI-0625 | Straight Duct | Straight Duct | 1 | EA | AUTO |  |  |  | service=SR ¦ printed_size=8x8 in ¦ review=Straight length was associated from nearby PDF text context; verify grouping. / Emitted as review-only NOTE row because PDF text does not prove the full 3D DATA contract. ¦ airflow=500 CFM | Lay out.pdf page 9, line 527 | 0.82 | HOLD | NEEDS_GEOMETRY_REVIEW | Straight length was associated from nearby PDF text context; verify grouping.; Emitted as review-only NOTE row because PDF text does not prove the full 3D DATA contract.
NOTE | 6260 | PDF-P09 |  | SR |  |  | AI0626 |  |  |  |  | FITTING | ELBOW_RECT |  | RECT | [5 empty] | CUSTOM | [18 empty] | 8 | 14 |  |  |  | 8 | 14 |  | 8 | 14 |  |  |  |  | ELBOW | [17 empty] | INLET |  | OUTLET | [13 empty] | AI-0626 | Elbow Duct Fitting | Elbow Duct Fitting | 1 | EA | AUTO |  |  |  | service=SR ¦ printed_size=8x14 in ¦ review=Fitting token was associated from nearby PDF text context; verify grouping. / Emitted as review-only NOTE row because PDF text does not prove the full 3D DATA contract. ¦ airflow=500 CFM | Lay out.pdf page 9, line 539 | 0.8 | HOLD | NEEDS_GEOMETRY_REVIEW | Fitting token was associated from nearby PDF text context; verify grouping.; Emitted as review-only NOTE row because PDF text does not prove the full 3D DATA contract.
NOTE | 6270 | PDF-P09 |  |  |  |  | AI0627 |  |  |  |  | FITTING | ELBOW_UNKNOWN | [7 empty] | CUSTOM | [32 empty] | ELBOW | [17 empty] | INLET |  | OUTLET | [13 empty] | AI-0627 | Elbow Duct Fitting | Elbow Duct Fitting | 1 | EA | AUTO |  |  |  | review=Detected fitting text without a nearby duct size. / Missing confirmed duct dimensions. / Emitted as review-only NOTE row because PDF text does not prove the full 3D DATA contract. | Lay out.pdf page 9, line 542 | 0.35 | HOLD | NEEDS_GEOMETRY_REVIEW | Detected fitting text without a nearby duct size.; Missing confirmed duct dimensions.; Emitted as review-only NOTE row because PDF text does not prove the full 3D DATA contract.
NOTE | 6280 | PDF-P09 |  | SA |  |  | AI0628 |  |  |  |  | FITTING | ELBOW_RECT |  | RECT | [5 empty] | CUSTOM | [18 empty] | 8 | 14 |  |  |  | 8 | 14 |  | 8 | 14 |  |  |  |  | ELBOW | [17 empty] | INLET |  | OUTLET | [13 empty] | AI-0628 | Elbow Duct Fitting | Elbow Duct Fitting | 1 | EA | AUTO |  |  |  | service=SA ¦ printed_size=8x14 in ¦ review=Fitting token was associated from nearby PDF text context; verify grouping. / Emitted as review-only NOTE row because PDF text does not prove the full 3D DATA contract. ¦ airflow=500 CFM ¦ TOD=145'-9" | Lay out.pdf page 9, line 543 | 0.85 | HOLD | NEEDS_GEOMETRY_REVIEW | Fitting token was associated from nearby PDF text context; verify grouping.; Emitted as review-only NOTE row because PDF text does not prove the full 3D DATA contract.
NOTE | 6290 | PDF-P09 |  |  |  |  | AI0629 |  |  |  |  | FITTING | ELBOW_UNKNOWN | [7 empty] | CUSTOM | [32 empty] | ELBOW | [17 empty] | INLET |  | OUTLET | [13 empty] | AI-0629 | Elbow Duct Fitting | Elbow Duct Fitting | 1 | EA | AUTO |  |  |  | review=Detected fitting text without a nearby duct size. / Missing confirmed duct dimensions. / Emitted as review-only NOTE row because PDF text does not prove the full 3D DATA contract. | Lay out.pdf page 9, line 547 | 0.35 | HOLD | NEEDS_GEOMETRY_REVIEW | Detected fitting text without a nearby duct size.; Missing confirmed duct dimensions.; Emitted as review-only NOTE row because PDF text does not prove the full 3D DATA contract.
NOTE | 6300 | PDF-P09 |  |  |  |  | AI0630 |  |  |  |  | STRAIGHT | STRAIGHT_UNKNOWN | [7 empty] | CUSTOM | [32 empty] | NONE | [17 empty] | INLET |  | OUTLET | [13 empty] | AI-0630 | Straight Duct | Straight Duct | 1 | EA | AUTO |  |  |  | review=Detected straight duct marker without a nearby duct size. / Missing confirmed duct dimensions. / Straight duct has no confirmed centerline length or coordinates. / Emitted as review-only NOTE row because PDF text does not prove the full 3D DATA contract. | Lay out.pdf page 9, line 548 | 0.32 | HOLD | NEEDS_GEOMETRY_REVIEW | Detected straight duct marker without a nearby duct size.; Missing confirmed duct dimensions.; Straight duct has no confirmed centerline length or coordinates.; Emitted as review-only NOTE row because PDF text does not prove the full 3D DATA contract.
NOTE | 6310 | PDF-P09 |  |  |  |  | AI0631 |  |  |  |  | STRAIGHT | STRAIGHT_UNKNOWN | [7 empty] | CUSTOM | [32 empty] | NONE | [17 empty] | INLET |  | OUTLET | [13 empty] | AI-0631 | Straight Duct | Straight Duct | 1 | EA | AUTO |  |  |  | review=Detected straight duct marker without a nearby duct size. / Missing confirmed duct dimensions. / Straight duct has no confirmed centerline length or coordinates. / Emitted as review-only NOTE row because PDF text does not prove the full 3D DATA contract. | Lay out.pdf page 9, line 549 | 0.32 | HOLD | NEEDS_GEOMETRY_REVIEW | Detected straight duct marker without a nearby duct size.; Missing confirmed duct dimensions.; Straight duct has no confirmed centerline length or coordinates.; Emitted as review-only NOTE row because PDF text does not prove the full 3D DATA contract.
NOTE | 6320 | PDF-P09 |  |  |  |  | AI0632 |  |  |  |  | FITTING | TEE_UNKNOWN | [7 empty] | CUSTOM | [32 empty] | TEE | [17 empty] | INLET |  | OUTLET | [13 empty] | AI-0632 | Tee Duct Fitting | Tee Duct Fitting | 1 | EA | AUTO |  |  |  | review=Detected fitting text without a nearby duct size. / Missing confirmed duct dimensions. / Branch fitting needs confirmed branch port geometry before DATA export. / Emitted as review-only NOTE row because PDF text does not prove the full 3D DATA contract. | Lay out.pdf page 9, line 551 | 0.35 | HOLD | NEEDS_GEOMETRY_REVIEW | Detected fitting text without a nearby duct size.; Missing confirmed duct dimensions.; Branch fitting needs confirmed branch port geometry before DATA export.; Emitted as review-only NOTE row because PDF text does not prove the full 3D DATA contract.
NOTE | 6330 | PDF-P10 |  | SA |  |  | AI0633 |  |  |  |  | STRAIGHT | STRAIGHT_RECT |  | RECT | [5 empty] | CUSTOM | [18 empty] | 14 | 12 |  |  |  | 14 | 12 |  | 14 | 12 |  |  |  |  | NONE | [17 empty] | INLET |  | OUTLET | [13 empty] | AI-0633 | Straight Duct | Straight Duct | 1 | EA | AUTO |  |  |  | service=SA ¦ printed_size=14x12 in ¦ review=Straight duct has no confirmed centerline length or coordinates. / Emitted as review-only NOTE row because PDF text does not prove the full 3D DATA contract. ¦ airflow=950 CFM ¦ TOD=170'-0" | Lay out.pdf page 10, line 163 | 0.82 | HOLD | NEEDS_GEOMETRY_REVIEW | Straight duct has no confirmed centerline length or coordinates.; Emitted as review-only NOTE row because PDF text does not prove the full 3D DATA contract.
NOTE | 6340 | PDF-P10 |  | EA |  |  | AI0634 |  |  |  |  | STRAIGHT | STRAIGHT_RECT |  | RECT | [5 empty] | CUSTOM | [18 empty] | 12 | 8 |  |  |  | 12 | 8 |  | 12 | 8 |  |  |  |  | NONE | [17 empty] | INLET |  | OUTLET | [13 empty] | AI-0634 | Straight Duct | Straight Duct | 1 | EA | AUTO |  |  |  | service=EA ¦ printed_size=12x8 in ¦ review=Straight duct has no confirmed centerline length or coordinates. / Emitted as review-only NOTE row because PDF text does not prove the full 3D DATA contract. ¦ TOD=170'-5" | Lay out.pdf page 10, line 169 | 0.77 | HOLD | NEEDS_GEOMETRY_REVIEW | Straight duct has no confirmed centerline length or coordinates.; Emitted as review-only NOTE row because PDF text does not prove the full 3D DATA contract.
NOTE | 6350 | PDF-P10 |  | EA |  |  | AI0635 |  |  |  |  | STRAIGHT | STRAIGHT_RECT |  | RECT | [5 empty] | CUSTOM | [18 empty] | 14 | 12 |  |  |  | 14 | 12 |  | 14 | 12 |  |  |  |  | NONE | [17 empty] | INLET |  | OUTLET | [13 empty] | AI-0635 | Straight Duct | Straight Duct | 1 | EA | AUTO |  |  |  | service=EA ¦ printed_size=14x12 in ¦ review=Straight duct has no confirmed centerline length or coordinates. / Emitted as review-only NOTE row because PDF text does not prove the full 3D DATA contract. ¦ TOD=170'-5" | Lay out.pdf page 10, line 171 | 0.77 | HOLD | NEEDS_GEOMETRY_REVIEW | Straight duct has no confirmed centerline length or coordinates.; Emitted as review-only NOTE row because PDF text does not prove the full 3D DATA contract.
NOTE | 6360 | PDF-P10 |  | SA |  |  | AI0636 |  |  |  |  | STRAIGHT | STRAIGHT_RECT |  | RECT | [5 empty] | CUSTOM | [18 empty] | 14 | 10 |  |  |  | 14 | 10 |  | 14 | 10 |  |  |  |  | NONE | [17 empty] | INLET |  | OUTLET | [13 empty] | AI-0636 | Straight Duct | Straight Duct | 1 | EA | AUTO |  |  |  | service=SA ¦ printed_size=14x10 in ¦ review=Straight duct has no confirmed centerline length or coordinates. / Emitted as review-only NOTE row because PDF text does not prove the full 3D DATA contract. ¦ TOD=170'-5" | Lay out.pdf page 10, line 173 | 0.77 | HOLD | NEEDS_GEOMETRY_REVIEW | Straight duct has no confirmed centerline length or coordinates.; Emitted as review-only NOTE row because PDF text does not prove the full 3D DATA contract.
NOTE | 6370 | PDF-P10 |  |  |  |  | AI0637 |  |  |  |  | FITTING | ELBOW_UNKNOWN | [7 empty] | CUSTOM | [32 empty] | ELBOW | [17 empty] | INLET |  | OUTLET | [13 empty] | AI-0637 | Elbow Duct Fitting | Elbow Duct Fitting | 1 | EA | AUTO |  |  |  | review=Detected fitting text without a nearby duct size. / Missing confirmed duct dimensions. / Emitted as review-only NOTE row because PDF text does not prove the full 3D DATA contract. | Lay out.pdf page 10, line 193 | 0.35 | HOLD | NEEDS_GEOMETRY_REVIEW | Detected fitting text without a nearby duct size.; Missing confirmed duct dimensions.; Emitted as review-only NOTE row because PDF text does not prove the full 3D DATA contract.
NOTE | 6380 | PDF-P10 |  |  |  |  | AI0638 |  |  |  |  | FITTING | ELBOW_UNKNOWN | [7 empty] | CUSTOM | [32 empty] | ELBOW | [17 empty] | INLET |  | OUTLET | [13 empty] | AI-0638 | Elbow Duct Fitting | Elbow Duct Fitting | 1 | EA | AUTO |  |  |  | review=Detected fitting text without a nearby duct size. / Missing confirmed duct dimensions. / Emitted as review-only NOTE row because PDF text does not prove the full 3D DATA contract. | Lay out.pdf page 10, line 196 | 0.35 | HOLD | NEEDS_GEOMETRY_REVIEW | Detected fitting text without a nearby duct size.; Missing confirmed duct dimensions.; Emitted as review-only NOTE row because PDF text does not prove the full 3D DATA contract.
NOTE | 6390 | PDF-P10 |  |  |  |  | AI0639 |  |  |  |  | STRAIGHT | STRAIGHT_UNKNOWN | [7 empty] | CUSTOM | [32 empty] | NONE | [17 empty] | INLET |  | OUTLET | [13 empty] | AI-0639 | Straight Duct | Straight Duct | 1 | EA | AUTO |  |  |  | review=Detected straight duct marker without a nearby duct size. / Missing confirmed duct dimensions. / Straight duct has no confirmed centerline length or coordinates. / Emitted as review-only NOTE row because PDF text does not prove the full 3D DATA contract. | Lay out.pdf page 10, line 199 | 0.32 | HOLD | NEEDS_GEOMETRY_REVIEW | Detected straight duct marker without a nearby duct size.; Missing confirmed duct dimensions.; Straight duct has no confirmed centerline length or coordinates.; Emitted as review-only NOTE row because PDF text does not prove the full 3D DATA contract.
NOTE | 6400 | PDF-P10 |  |  |  |  | AI0640 |  |  |  |  | STRAIGHT | STRAIGHT_UNKNOWN | [7 empty] | CUSTOM | [32 empty] | NONE | [17 empty] | INLET |  | OUTLET | [13 empty] | AI-0640 | Straight Duct | Straight Duct | 1 | EA | AUTO |  |  |  | review=Detected straight duct marker without a nearby duct size. / Missing confirmed duct dimensions. / Straight duct has no confirmed centerline length or coordinates. / Emitted as review-only NOTE row because PDF text does not prove the full 3D DATA contract. | Lay out.pdf page 10, line 204 | 0.32 | HOLD | NEEDS_GEOMETRY_REVIEW | Detected straight duct marker without a nearby duct size.; Missing confirmed duct dimensions.; Straight duct has no confirmed centerline length or coordinates.; Emitted as review-only NOTE row because PDF text does not prove the full 3D DATA contract.
NOTE | 6410 | PDF-P10 |  |  |  |  | AI0641 |  |  |  |  | STRAIGHT | STRAIGHT_UNKNOWN | [7 empty] | CUSTOM | [32 empty] | NONE | [17 empty] | INLET |  | OUTLET | [13 empty] | AI-0641 | Straight Duct | Straight Duct | 1 | EA | AUTO |  |  |  | review=Detected straight duct marker without a nearby duct size. / Missing confirmed duct dimensions. / Straight duct has no confirmed centerline length or coordinates. / Emitted as review-only NOTE row because PDF text does not prove the full 3D DATA contract. | Lay out.pdf page 10, line 205 | 0.32 | HOLD | NEEDS_GEOMETRY_REVIEW | Detected straight duct marker without a nearby duct size.; Missing confirmed duct dimensions.; Straight duct has no confirmed centerline length or coordinates.; Emitted as review-only NOTE row because PDF text does not prove the full 3D DATA contract.
NOTE | 6420 | PDF-P10 |  |  |  |  | AI0642 |  |  |  |  | FITTING | ELBOW_UNKNOWN | [7 empty] | CUSTOM | [32 empty] | ELBOW | [17 empty] | INLET |  | OUTLET | [13 empty] | AI-0642 | Elbow Duct Fitting | Elbow Duct Fitting | 1 | EA | AUTO |  |  |  | review=Detected fitting text without a nearby duct size. / Missing confirmed duct dimensions. / Emitted as review-only NOTE row because PDF text does not prove the full 3D DATA contract. | Lay out.pdf page 10, line 220 | 0.35 | HOLD | NEEDS_GEOMETRY_REVIEW | Detected fitting text without a nearby duct size.; Missing confirmed duct dimensions.; Emitted as review-only NOTE row because PDF text does not prove the full 3D DATA contract.
NOTE | 6430 | PDF-P10 |  |  |  |  | AI0643 |  |  |  |  | STRAIGHT | STRAIGHT_UNKNOWN | [7 empty] | CUSTOM | [32 empty] | NONE | [17 empty] | INLET |  | OUTLET | [13 empty] | AI-0643 | Straight Duct | Straight Duct | 1 | EA | AUTO |  |  |  | review=Detected straight duct marker without a nearby duct size. / Missing confirmed duct dimensions. / Straight duct has no confirmed centerline length or coordinates. / Emitted as review-only NOTE row because PDF text does not prove the full 3D DATA contract. | Lay out.pdf page 10, line 223 | 0.32 | HOLD | NEEDS_GEOMETRY_REVIEW | Detected straight duct marker without a nearby duct size.; Missing confirmed duct dimensions.; Straight duct has no confirmed centerline length or coordinates.; Emitted as review-only NOTE row because PDF text does not prove the full 3D DATA contract.
NOTE | 6440 | PDF-P10 |  |  |  |  | AI0644 |  |  |  |  | STRAIGHT | STRAIGHT_UNKNOWN | [7 empty] | CUSTOM | [32 empty] | NONE | [17 empty] | INLET |  | OUTLET | [13 empty] | AI-0644 | Straight Duct | Straight Duct | 1 | EA | AUTO |  |  |  | review=Detected straight duct marker without a nearby duct size. / Missing confirmed duct dimensions. / Straight duct has no confirmed centerline length or coordinates. / Emitted as review-only NOTE row because PDF text does not prove the full 3D DATA contract. | Lay out.pdf page 10, line 224 | 0.32 | HOLD | NEEDS_GEOMETRY_REVIEW | Detected straight duct marker without a nearby duct size.; Missing confirmed duct dimensions.; Straight duct has no confirmed centerline length or coordinates.; Emitted as review-only NOTE row because PDF text does not prove the full 3D DATA contract.
NOTE | 6450 | PDF-P10 |  |  |  |  | AI0645 |  |  |  |  | FITTING | ELBOW_UNKNOWN | [7 empty] | CUSTOM | [32 empty] | ELBOW | [17 empty] | INLET |  | OUTLET | [13 empty] | AI-0645 | Elbow Duct Fitting | Elbow Duct Fitting | 1 | EA | AUTO |  |  |  | review=Detected fitting text without a nearby duct size. / Missing confirmed duct dimensions. / Emitted as review-only NOTE row because PDF text does not prove the full 3D DATA contract. | Lay out.pdf page 10, line 226 | 0.35 | HOLD | NEEDS_GEOMETRY_REVIEW | Detected fitting text without a nearby duct size.; Missing confirmed duct dimensions.; Emitted as review-only NOTE row because PDF text does not prove the full 3D DATA contract.
NOTE | 6460 | PDF-P10 |  |  |  |  | AI0646 |  |  |  |  | FITTING | ELBOW_UNKNOWN | [7 empty] | CUSTOM | [32 empty] | ELBOW | [17 empty] | INLET |  | OUTLET | [13 empty] | AI-0646 | Elbow Duct Fitting | Elbow Duct Fitting | 1 | EA | AUTO |  |  |  | review=Detected fitting text without a nearby duct size. / Missing confirmed duct dimensions. / Emitted as review-only NOTE row because PDF text does not prove the full 3D DATA contract. | Lay out.pdf page 10, line 228 | 0.35 | HOLD | NEEDS_GEOMETRY_REVIEW | Detected fitting text without a nearby duct size.; Missing confirmed duct dimensions.; Emitted as review-only NOTE row because PDF text does not prove the full 3D DATA contract.
NOTE | 6470 | PDF-P10 |  |  |  |  | AI0647 |  |  |  |  | FITTING | ELBOW_UNKNOWN | [7 empty] | CUSTOM | [32 empty] | ELBOW | [17 empty] | INLET |  | OUTLET | [13 empty] | AI-0647 | Elbow Duct Fitting | Elbow Duct Fitting | 1 | EA | AUTO |  |  |  | review=Detected fitting text without a nearby duct size. / Missing confirmed duct dimensions. / Emitted as review-only NOTE row because PDF text does not prove the full 3D DATA contract. | Lay out.pdf page 10, line 230 | 0.35 | HOLD | NEEDS_GEOMETRY_REVIEW | Detected fitting text without a nearby duct size.; Missing confirmed duct dimensions.; Emitted as review-only NOTE row because PDF text does not prove the full 3D DATA contract.
NOTE | 6480 | PDF-P10 |  |  |  |  | AI0648 |  |  |  |  | STRAIGHT | STRAIGHT_UNKNOWN | [7 empty] | CUSTOM | [32 empty] | NONE | [17 empty] | INLET |  | OUTLET | [13 empty] | AI-0648 | Straight Duct | Straight Duct | 1 | EA | AUTO |  |  |  | review=Detected straight duct marker without a nearby duct size. / Missing confirmed duct dimensions. / Straight duct has no confirmed centerline length or coordinates. / Emitted as review-only NOTE row because PDF text does not prove the full 3D DATA contract. | Lay out.pdf page 10, line 231 | 0.32 | HOLD | NEEDS_GEOMETRY_REVIEW | Detected straight duct marker without a nearby duct size.; Missing confirmed duct dimensions.; Straight duct has no confirmed centerline length or coordinates.; Emitted as review-only NOTE row because PDF text does not prove the full 3D DATA contract.
NOTE | 6490 | PDF-P10 |  | SA |  |  | AI0649 |  |  |  |  | STRAIGHT | STRAIGHT_RECT |  | RECT | [5 empty] | CUSTOM | [18 empty] | 16 | 10 |  |  |  | 16 | 10 |  | 16 | 10 |  |  |  |  | NONE | [17 empty] | INLET |  | OUTLET | [13 empty] | AI-0649 | Straight Duct | Straight Duct | 1 | EA | AUTO |  |  |  | service=SA ¦ printed_size=16x10 in ¦ review=Straight duct has no confirmed centerline length or coordinates. / Emitted as review-only NOTE row because PDF text does not prove the full 3D DATA contract. ¦ airflow=1150 CFM ¦ TOD=168'-9" | Lay out.pdf page 10, line 232 | 0.82 | HOLD | NEEDS_GEOMETRY_REVIEW | Straight duct has no confirmed centerline length or coordinates.; Emitted as review-only NOTE row because PDF text does not prove the full 3D DATA contract.
NOTE | 6500 | PDF-P10 |  | SA |  |  | AI0650 |  |  |  |  | FITTING | ELBOW_RECT |  | RECT | [5 empty] | CUSTOM | [18 empty] | 16 | 10 |  |  |  | 16 | 10 |  | 16 | 10 |  |  |  |  | ELBOW | [17 empty] | INLET |  | OUTLET | [13 empty] | AI-0650 | Elbow Duct Fitting | Elbow Duct Fitting | 1 | EA | AUTO |  |  |  | service=SA ¦ printed_size=16x10 in ¦ review=Fitting token was associated from nearby PDF text context; verify grouping. / Emitted as review-only NOTE row because PDF text does not prove the full 3D DATA contract. ¦ TOD=168'-9" | Lay out.pdf page 10, line 256 | 0.8 | HOLD | NEEDS_GEOMETRY_REVIEW | Fitting token was associated from nearby PDF text context; verify grouping.; Emitted as review-only NOTE row because PDF text does not prove the full 3D DATA contract.
NOTE | 6510 | PDF-P10 |  |  |  |  | AI0651 |  |  |  |  | FITTING | ELBOW_UNKNOWN | [7 empty] | CUSTOM | [32 empty] | ELBOW | [17 empty] | INLET |  | OUTLET | [13 empty] | AI-0651 | Elbow Duct Fitting | Elbow Duct Fitting | 1 | EA | AUTO |  |  |  | review=Detected fitting text without a nearby duct size. / Missing confirmed duct dimensions. / Emitted as review-only NOTE row because PDF text does not prove the full 3D DATA contract. | Lay out.pdf page 10, line 259 | 0.35 | HOLD | NEEDS_GEOMETRY_REVIEW | Detected fitting text without a nearby duct size.; Missing confirmed duct dimensions.; Emitted as review-only NOTE row because PDF text does not prove the full 3D DATA contract.
NOTE | 6520 | PDF-P10 |  | SA |  |  | AI0652 |  |  |  |  | STRAIGHT | STRAIGHT_RECT |  | RECT | [5 empty] | CUSTOM | [18 empty] | 48 | 28 |  |  |  | 48 | 28 |  | 48 | 28 |  |  |  |  | NONE | [17 empty] | INLET |  | OUTLET | [13 empty] | AI-0652 | Straight Duct | Straight Duct | 1 | EA | AUTO |  |  |  | service=SA ¦ printed_size=48x28 in ¦ review=Straight duct has no confirmed centerline length or coordinates. / Emitted as review-only NOTE row because PDF text does not prove the full 3D DATA contract. ¦ airflow=21350 CFM | Lay out.pdf page 10, line 309 | 0.77 | HOLD | NEEDS_GEOMETRY_REVIEW | Straight duct has no confirmed centerline length or coordinates.; Emitted as review-only NOTE row because PDF text does not prove the full 3D DATA contract.
NOTE | 6530 | PDF-P10 |  | EA |  |  | AI0653 |  |  |  |  | STRAIGHT | STRAIGHT_RECT |  | RECT | [5 empty] | CUSTOM | [18 empty] | 32 | 42 |  |  |  | 32 | 42 |  | 32 | 42 |  |  |  |  | NONE | [17 empty] | INLET |  | OUTLET | [13 empty] | AI-0653 | Straight Duct | Straight Duct | 1 | EA | AUTO |  |  |  | service=EA ¦ printed_size=32x42 in ¦ review=Straight duct has no confirmed centerline length or coordinates. / Emitted as review-only NOTE row because PDF text does not prove the full 3D DATA contract. ¦ airflow=19000 CFM | Lay out.pdf page 10, line 342 | 0.77 | HOLD | NEEDS_GEOMETRY_REVIEW | Straight duct has no confirmed centerline length or coordinates.; Emitted as review-only NOTE row because PDF text does not prove the full 3D DATA contract.
NOTE | 6540 | PDF-P10 |  | SA |  |  | AI0654 |  |  |  |  | STRAIGHT | STRAIGHT_RECT |  | RECT | [5 empty] | CUSTOM | [18 empty] | 36 | 24 |  |  |  | 36 | 24 |  | 36 | 24 |  |  |  |  | NONE | [17 empty] | INLET |  | OUTLET | [13 empty] | AI-0654 | Straight Duct | Straight Duct | 1 | EA | AUTO |  |  |  | service=SA ¦ printed_size=36x24 in ¦ review=Straight duct has no confirmed centerline length or coordinates. / Emitted as review-only NOTE row because PDF text does not prove the full 3D DATA contract. ¦ airflow=14000 CFM | Lay out.pdf page 10, line 391 | 0.77 | HOLD | NEEDS_GEOMETRY_REVIEW | Straight duct has no confirmed centerline length or coordinates.; Emitted as review-only NOTE row because PDF text does not prove the full 3D DATA contract.
NOTE | 6550 | PDF-P10 |  |  |  |  | AI0655 |  |  |  |  | FITTING | ELBOW_UNKNOWN | [7 empty] | CUSTOM | [32 empty] | ELBOW | [17 empty] | INLET |  | OUTLET | [13 empty] | AI-0655 | Elbow Duct Fitting | Elbow Duct Fitting | 1 | EA | AUTO |  |  |  | review=Detected fitting text without a nearby duct size. / Missing confirmed duct dimensions. / Emitted as review-only NOTE row because PDF text does not prove the full 3D DATA contract. | Lay out.pdf page 10, line 410 | 0.35 | HOLD | NEEDS_GEOMETRY_REVIEW | Detected fitting text without a nearby duct size.; Missing confirmed duct dimensions.; Emitted as review-only NOTE row because PDF text does not prove the full 3D DATA contract.
NOTE | 6560 | PDF-P10 |  |  |  |  | AI0656 |  |  |  |  | FITTING | ELBOW_UNKNOWN | [7 empty] | CUSTOM | [32 empty] | ELBOW | [17 empty] | INLET |  | OUTLET | [13 empty] | AI-0656 | Elbow Duct Fitting | Elbow Duct Fitting | 1 | EA | AUTO |  |  |  | review=Detected fitting text without a nearby duct size. / Missing confirmed duct dimensions. / Emitted as review-only NOTE row because PDF text does not prove the full 3D DATA contract. | Lay out.pdf page 10, line 415 | 0.35 | HOLD | NEEDS_GEOMETRY_REVIEW | Detected fitting text without a nearby duct size.; Missing confirmed duct dimensions.; Emitted as review-only NOTE row because PDF text does not prove the full 3D DATA contract.
NOTE | 6570 | PDF-P10 |  |  |  |  | AI0657 |  |  |  |  | FITTING | ELBOW_UNKNOWN | [7 empty] | CUSTOM | [32 empty] | ELBOW | [17 empty] | INLET |  | OUTLET | [13 empty] | AI-0657 | Elbow Duct Fitting | Elbow Duct Fitting | 1 | EA | AUTO |  |  |  | review=Detected fitting text without a nearby duct size. / Missing confirmed duct dimensions. / Emitted as review-only NOTE row because PDF text does not prove the full 3D DATA contract. | Lay out.pdf page 10, line 417 | 0.35 | HOLD | NEEDS_GEOMETRY_REVIEW | Detected fitting text without a nearby duct size.; Missing confirmed duct dimensions.; Emitted as review-only NOTE row because PDF text does not prove the full 3D DATA contract.
NOTE | 6580 | PDF-P10 |  |  |  |  | AI0658 |  |  |  |  | STRAIGHT | STRAIGHT_UNKNOWN | [7 empty] | CUSTOM | [32 empty] | NONE | [17 empty] | INLET |  | OUTLET | [13 empty] | AI-0658 | Straight Duct | Straight Duct | 1 | EA | AUTO |  |  |  | review=Detected straight duct marker without a nearby duct size. / Missing confirmed duct dimensions. / Straight duct has no confirmed centerline length or coordinates. / Emitted as review-only NOTE row because PDF text does not prove the full 3D DATA contract. | Lay out.pdf page 10, line 418 | 0.32 | HOLD | NEEDS_GEOMETRY_REVIEW | Detected straight duct marker without a nearby duct size.; Missing confirmed duct dimensions.; Straight duct has no confirmed centerline length or coordinates.; Emitted as review-only NOTE row because PDF text does not prove the full 3D DATA contract.
NOTE | 6590 | PDF-P10 |  |  |  |  | AI0659 |  |  |  |  | FITTING | ELBOW_UNKNOWN | [7 empty] | CUSTOM | [32 empty] | ELBOW | [17 empty] | INLET |  | OUTLET | [13 empty] | AI-0659 | Elbow Duct Fitting | Elbow Duct Fitting | 1 | EA | AUTO |  |  |  | review=Detected fitting text without a nearby duct size. / Missing confirmed duct dimensions. / Emitted as review-only NOTE row because PDF text does not prove the full 3D DATA contract. | Lay out.pdf page 10, line 421 | 0.35 | HOLD | NEEDS_GEOMETRY_REVIEW | Detected fitting text without a nearby duct size.; Missing confirmed duct dimensions.; Emitted as review-only NOTE row because PDF text does not prove the full 3D DATA contract.
NOTE | 6600 | PDF-P10 |  | SA |  |  | AI0660 |  |  |  |  | STRAIGHT | STRAIGHT_RECT |  | RECT | [5 empty] | CUSTOM | [18 empty] | 10 | 8 |  |  |  | 10 | 8 |  | 10 | 8 |  |  |  |  | NONE | [17 empty] | INLET |  | OUTLET | [13 empty] | AI-0660 | Straight Duct | Straight Duct | 1 | EA | AUTO |  |  |  | service=SA ¦ printed_size=10x8 in ¦ review=Straight duct has no confirmed centerline length or coordinates. / Emitted as review-only NOTE row because PDF text does not prove the full 3D DATA contract. ¦ TOD=169'-4" | Lay out.pdf page 10, line 429 | 0.77 | HOLD | NEEDS_GEOMETRY_REVIEW | Straight duct has no confirmed centerline length or coordinates.; Emitted as review-only NOTE row because PDF text does not prove the full 3D DATA contract.
NOTE | 6610 | PDF-P10 |  | SR |  |  | AI0661 |  |  |  |  | STRAIGHT | STRAIGHT_RECT |  | RECT | [5 empty] | CUSTOM | [18 empty] | 8 | 10 |  |  |  | 8 | 10 |  | 8 | 10 |  |  |  |  | NONE | [17 empty] | INLET |  | OUTLET | [13 empty] | AI-0661 | Straight Duct | Straight Duct | 1 | EA | AUTO |  |  |  | service=SR ¦ printed_size=8x10 in ¦ review=Straight duct has no confirmed centerline length or coordinates. / Emitted as review-only NOTE row because PDF text does not prove the full 3D DATA contract. ¦ airflow=500 CFM | Lay out.pdf page 10, line 435 | 0.77 | HOLD | NEEDS_GEOMETRY_REVIEW | Straight duct has no confirmed centerline length or coordinates.; Emitted as review-only NOTE row because PDF text does not prove the full 3D DATA contract.
NOTE | 6620 | PDF-P10 |  |  |  |  | AI0662 |  |  |  |  | FITTING | ELBOW_UNKNOWN | [7 empty] | CUSTOM | [32 empty] | ELBOW | [17 empty] | INLET |  | OUTLET | [13 empty] | AI-0662 | Elbow Duct Fitting | Elbow Duct Fitting | 1 | EA | AUTO |  |  |  | review=Detected fitting text without a nearby duct size. / Missing confirmed duct dimensions. / Emitted as review-only NOTE row because PDF text does not prove the full 3D DATA contract. | Lay out.pdf page 10, line 439 | 0.35 | HOLD | NEEDS_GEOMETRY_REVIEW | Detected fitting text without a nearby duct size.; Missing confirmed duct dimensions.; Emitted as review-only NOTE row because PDF text does not prove the full 3D DATA contract.
NOTE | 6630 | PDF-P10 |  | SA |  |  | AI0663 |  |  |  |  | STRAIGHT | STRAIGHT_RECT |  | RECT | [5 empty] | CUSTOM | [18 empty] | 8 | 10 |  |  |  | 8 | 10 |  | 8 | 10 |  |  |  |  | NONE | [17 empty] | INLET |  | OUTLET | [13 empty] | AI-0663 | Straight Duct | Straight Duct | 1 | EA | AUTO |  |  |  | service=SA ¦ printed_size=8x10 in ¦ review=Straight duct has no confirmed centerline length or coordinates. / Emitted as review-only NOTE row because PDF text does not prove the full 3D DATA contract. ¦ TOD=166'-6" | Lay out.pdf page 10, line 440 | 0.77 | HOLD | NEEDS_GEOMETRY_REVIEW | Straight duct has no confirmed centerline length or coordinates.; Emitted as review-only NOTE row because PDF text does not prove the full 3D DATA contract.
NOTE | 6640 | PDF-P10 |  |  |  |  | AI0664 |  |  |  |  | STRAIGHT | STRAIGHT_UNKNOWN | [7 empty] | CUSTOM | [32 empty] | NONE | [17 empty] | INLET |  | OUTLET | [13 empty] | AI-0664 | Straight Duct | Straight Duct | 1 | EA | AUTO |  |  |  | review=Detected straight duct marker without a nearby duct size. / Missing confirmed duct dimensions. / Straight duct has no confirmed centerline length or coordinates. / Emitted as review-only NOTE row because PDF text does not prove the full 3D DATA contract. | Lay out.pdf page 10, line 442 | 0.32 | HOLD | NEEDS_GEOMETRY_REVIEW | Detected straight duct marker without a nearby duct size.; Missing confirmed duct dimensions.; Straight duct has no confirmed centerline length or coordinates.; Emitted as review-only NOTE row because PDF text does not prove the full 3D DATA contract.
NOTE | 6650 | PDF-P10 |  | SR |  |  | AI0665 |  |  |  |  | FITTING | ELBOW_RECT |  | RECT | [5 empty] | CUSTOM | [18 empty] | 8 | 10 |  |  |  | 8 | 10 |  | 8 | 10 |  |  |  |  | ELBOW | [17 empty] | INLET |  | OUTLET | [13 empty] | AI-0665 | Elbow Duct Fitting | Elbow Duct Fitting | 1 | EA | AUTO |  |  |  | service=SR ¦ printed_size=8x10 in ¦ review=Fitting token was associated from nearby PDF text context; verify grouping. / Emitted as review-only NOTE row because PDF text does not prove the full 3D DATA contract. ¦ airflow=500 CFM | Lay out.pdf page 10, line 447 | 0.8 | HOLD | NEEDS_GEOMETRY_REVIEW | Fitting token was associated from nearby PDF text context; verify grouping.; Emitted as review-only NOTE row because PDF text does not prove the full 3D DATA contract.
NOTE | 6660 | PDF-P10 |  |  |  |  | AI0666 |  |  |  |  | FITTING | ELBOW_UNKNOWN | [7 empty] | CUSTOM | [32 empty] | ELBOW | [17 empty] | INLET |  | OUTLET | [13 empty] | AI-0666 | Elbow Duct Fitting | Elbow Duct Fitting | 1 | EA | AUTO |  |  |  | review=Detected fitting text without a nearby duct size. / Missing confirmed duct dimensions. / Emitted as review-only NOTE row because PDF text does not prove the full 3D DATA contract. | Lay out.pdf page 10, line 450 | 0.35 | HOLD | NEEDS_GEOMETRY_REVIEW | Detected fitting text without a nearby duct size.; Missing confirmed duct dimensions.; Emitted as review-only NOTE row because PDF text does not prove the full 3D DATA contract.
NOTE | 6670 | PDF-P10 |  | SR |  |  | AI0667 |  |  |  |  | STRAIGHT | STRAIGHT_RECT |  | RECT | [5 empty] | CUSTOM | [18 empty] | 10 | 8 |  |  |  | 10 | 8 |  | 10 | 8 |  |  |  |  | NONE | [17 empty] | INLET |  | OUTLET | [13 empty] | AI-0667 | Straight Duct | Straight Duct | 1 | EA | AUTO |  |  |  | service=SR ¦ printed_size=10x8 in ¦ review=Straight duct has no confirmed centerline length or coordinates. / Emitted as review-only NOTE row because PDF text does not prove the full 3D DATA contract. ¦ airflow=500 CFM | Lay out.pdf page 10, line 455 | 0.77 | HOLD | NEEDS_GEOMETRY_REVIEW | Straight duct has no confirmed centerline length or coordinates.; Emitted as review-only NOTE row because PDF text does not prove the full 3D DATA contract.
NOTE | 6680 | PDF-P10 |  | SR |  |  | AI0668 |  |  |  |  | STRAIGHT | STRAIGHT_RECT |  | RECT | [5 empty] | CUSTOM | [16 empty] | 20 | 20 | 10 | 8 |  |  |  | 10 | 8 |  | 10 | 8 |  |  |  |  | NONE | [17 empty] | INLET |  | OUTLET | [13 empty] | AI-0668 | Straight Duct | Straight Duct | 1 | EA | AUTO |  |  |  | service=SR ¦ printed_size=10x8 in ¦ review=Straight length was associated from nearby PDF text context; verify grouping. / Emitted as review-only NOTE row because PDF text does not prove the full 3D DATA contract. ¦ airflow=500 CFM | Lay out.pdf page 10, line 459 | 0.82 | HOLD | NEEDS_GEOMETRY_REVIEW | Straight length was associated from nearby PDF text context; verify grouping.; Emitted as review-only NOTE row because PDF text does not prove the full 3D DATA contract.
NOTE | 6690 | PDF-P10 |  |  |  |  | AI0669 |  |  |  |  | STRAIGHT | STRAIGHT_UNKNOWN | [7 empty] | CUSTOM | [32 empty] | NONE | [17 empty] | INLET |  | OUTLET | [13 empty] | AI-0669 | Straight Duct | Straight Duct | 1 | EA | AUTO |  |  |  | review=Detected straight duct marker without a nearby duct size. / Missing confirmed duct dimensions. / Straight duct has no confirmed centerline length or coordinates. / Emitted as review-only NOTE row because PDF text does not prove the full 3D DATA contract. | Lay out.pdf page 10, line 461 | 0.32 | HOLD | NEEDS_GEOMETRY_REVIEW | Detected straight duct marker without a nearby duct size.; Missing confirmed duct dimensions.; Straight duct has no confirmed centerline length or coordinates.; Emitted as review-only NOTE row because PDF text does not prove the full 3D DATA contract.
NOTE | 6700 | PDF-P10 |  | SA |  |  | AI0670 |  |  |  |  | STRAIGHT | STRAIGHT_RECT |  | RECT | [5 empty] | CUSTOM | [18 empty] | 8 | 10 |  |  |  | 8 | 10 |  | 8 | 10 |  |  |  |  | NONE | [17 empty] | INLET |  | OUTLET | [13 empty] | AI-0670 | Straight Duct | Straight Duct | 1 | EA | AUTO |  |  |  | service=SA ¦ printed_size=8x10 in ¦ review=Straight duct has no confirmed centerline length or coordinates. / Emitted as review-only NOTE row because PDF text does not prove the full 3D DATA contract. ¦ TOD=171'-1" | Lay out.pdf page 10, line 469 | 0.77 | HOLD | NEEDS_GEOMETRY_REVIEW | Straight duct has no confirmed centerline length or coordinates.; Emitted as review-only NOTE row because PDF text does not prove the full 3D DATA contract.
NOTE | 6710 | PDF-P10 |  | SA |  |  | AI0671 |  |  |  |  | STRAIGHT | STRAIGHT_RECT |  | RECT | [5 empty] | CUSTOM | [18 empty] | 8 | 10 |  |  |  | 8 | 10 |  | 8 | 10 |  |  |  |  | NONE | [17 empty] | INLET |  | OUTLET | [13 empty] | AI-0671 | Straight Duct | Straight Duct | 1 | EA | AUTO |  |  |  | service=SA ¦ printed_size=8x10 in ¦ review=Straight duct has no confirmed centerline length or coordinates. / Emitted as review-only NOTE row because PDF text does not prove the full 3D DATA contract. ¦ TOD=171'-1" | Lay out.pdf page 10, line 471 | 0.77 | HOLD | NEEDS_GEOMETRY_REVIEW | Straight duct has no confirmed centerline length or coordinates.; Emitted as review-only NOTE row because PDF text does not prove the full 3D DATA contract.
NOTE | 6720 | PDF-P10 |  | SA |  |  | AI0672 |  |  |  |  | STRAIGHT | STRAIGHT_RECT |  | RECT | [5 empty] | CUSTOM | [18 empty] | 10 | 8 |  |  |  | 10 | 8 |  | 10 | 8 |  |  |  |  | NONE | [17 empty] | INLET |  | OUTLET | [13 empty] | AI-0672 | Straight Duct | Straight Duct | 1 | EA | AUTO |  |  |  | service=SA ¦ printed_size=10x8 in ¦ review=Straight duct has no confirmed centerline length or coordinates. / Emitted as review-only NOTE row because PDF text does not prove the full 3D DATA contract. ¦ TOD=171'-1" | Lay out.pdf page 10, line 473 | 0.77 | HOLD | NEEDS_GEOMETRY_REVIEW | Straight duct has no confirmed centerline length or coordinates.; Emitted as review-only NOTE row because PDF text does not prove the full 3D DATA contract.
NOTE | 6730 | PDF-P10 |  | SA |  |  | AI0673 |  |  |  |  | STRAIGHT | STRAIGHT_RECT |  | RECT | [5 empty] | CUSTOM | [18 empty] | 10 | 8 |  |  |  | 10 | 8 |  | 10 | 8 |  |  |  |  | NONE | [17 empty] | INLET |  | OUTLET | [13 empty] | AI-0673 | Straight Duct | Straight Duct | 1 | EA | AUTO |  |  |  | service=SA ¦ printed_size=10x8 in ¦ review=Straight duct has no confirmed centerline length or coordinates. / Emitted as review-only NOTE row because PDF text does not prove the full 3D DATA contract. ¦ TOD=171'-1" | Lay out.pdf page 10, line 475 | 0.77 | HOLD | NEEDS_GEOMETRY_REVIEW | Straight duct has no confirmed centerline length or coordinates.; Emitted as review-only NOTE row because PDF text does not prove the full 3D DATA contract.
NOTE | 6740 | PDF-P10 |  |  |  |  | AI0674 |  |  |  |  | STRAIGHT | STRAIGHT_UNKNOWN | [7 empty] | CUSTOM | [32 empty] | NONE | [17 empty] | INLET |  | OUTLET | [13 empty] | AI-0674 | Straight Duct | Straight Duct | 1 | EA | AUTO |  |  |  | review=Detected straight duct marker without a nearby duct size. / Missing confirmed duct dimensions. / Straight duct has no confirmed centerline length or coordinates. / Emitted as review-only NOTE row because PDF text does not prove the full 3D DATA contract. | Lay out.pdf page 10, line 478 | 0.32 | HOLD | NEEDS_GEOMETRY_REVIEW | Detected straight duct marker without a nearby duct size.; Missing confirmed duct dimensions.; Straight duct has no confirmed centerline length or coordinates.; Emitted as review-only NOTE row because PDF text does not prove the full 3D DATA contract.
NOTE | 6750 | PDF-P10 |  |  |  |  | AI0675 |  |  |  |  | STRAIGHT | STRAIGHT_UNKNOWN | [7 empty] | CUSTOM | [32 empty] | NONE | [17 empty] | INLET |  | OUTLET | [13 empty] | AI-0675 | Straight Duct | Straight Duct | 1 | EA | AUTO |  |  |  | review=Detected straight duct marker without a nearby duct size. / Missing confirmed duct dimensions. / Straight duct has no confirmed centerline length or coordinates. / Emitted as review-only NOTE row because PDF text does not prove the full 3D DATA contract. | Lay out.pdf page 10, line 480 | 0.32 | HOLD | NEEDS_GEOMETRY_REVIEW | Detected straight duct marker without a nearby duct size.; Missing confirmed duct dimensions.; Straight duct has no confirmed centerline length or coordinates.; Emitted as review-only NOTE row because PDF text does not prove the full 3D DATA contract.
Note on A1: DATA, RULE, NOTE 중 하나. 실제 3D 생성용 행은 DATA.
Note on B1: 정렬용 순번. 라인 내 진행순서를 의미.
Note on C1: 같은 덕트 라인/루트 식별자.
Note on D1: AHU/EA/SA/RA 등 시스템 묶음 코드.
Note on H1: 유일키. 앱 내부 primary key로 사용.
Note on J1: 메인 유입측 연결 element_id.
Note on K1: 메인 유출측 연결 element_id.
Note on L1: TEE/TAP 등 분기 연결 대상 element_id.
Note on M1: STRAIGHT, FITTING, ACCESSORY, TERMINAL, FLEX, SUPPORT 중 하나.
Note on N1: 앱의 메시 생성기 선택 키. 예: ELBOW_RECT_90, TEE_RECT_BRANCH.
Note on O1: 표준도면 또는 사내 스탠다드 코드.
Note on P1: RECT, ROUND, OVAL, FLAT_OVAL.
Note on V1: CENTER, INLET_FACE_CENTER, RUN_CENTER, CUSTOM 중 하나.
Note on W1: 기준점 X(mm).
Note on AC1: 주 진행 방향 벡터. 정규화 권장.
Note on AF1: 단면의 위쪽 기준 벡터. dir과 직교 권장.
Note on AI1: 예: XP_YP, XP_ZP, YP_ZN. 벡터 미입력시 보조 해석용.
Note on AJ1: N, MIRROR_X, MIRROR_Y, MIRROR_Z.
Note on AM1: STRAIGHT/FLEX 기본 길이. 좌표가 모두 있으면 앱에서 검증용 사용.
Note on AO1: 직관 또는 공통 단면 폭(mm). RECT 계열 사용.
Note on AP1: 직관 또는 공통 단면 높이(mm). RECT 계열 사용.
Note on AQ1: ROUND 계열 사용.
Note on AT1: 전이관/피팅 입구 폭.
Note on AW1: 전이관/피팅 출구 폭.
Note on AZ1: TEE/TAP 분기 폭.
Note on BC1: NONE, ELBOW, TEE, WYE, CROSS, TAP, TRANSITION, REDUCER, OFFSET, CAP, BOOT, SHOE, TAKEOFF, SPLITTER, TERMINALBOX.
Note on BD1: 엘보/와이/탭 기본 각도.
Note on BE1: TEE/WYE 분기 각도.
Note on BF1: SHARP, R1.0, R1.5, R2.0, CUSTOM.
Note on BJ1: 편심/오프셋 치수(mm).
Note on BM1: CENTER, LEFT, RIGHT, TOP, BOTTOM.
Note on BU1: INLET, OUTLET, RUN_IN, RUN_OUT, BRANCH, AUX, ENDCAP.
Note on BV1: IN, OUT, BIDIR.
Note on CC1: 주 흐름 시작 포트명. 예: A.
Note on CE1: TDC, TDF, FLANGE, SLIP, WELD, FLEX, SEALANT 등.
Note on CK1: 발주/BOM 아이템 번호.
Note on CP1: AUTO, FIXED_QTY, AREA_BASED, LENGTH_BASED.
Note on CU1: 도면명/페이지/ocr 소스.
Note on CV1: 0~1.
Note on CW1: RAW, AI_PARSED, REVIEWED, APPROVED, HOLD.
Note on CY1: 검증 실패 설명.

## CodeLists
field_name | allowed_values_or_rule
row_type | DATA, RULE, NOTE
element_type | STRAIGHT, FITTING, ACCESSORY, TERMINAL, FLEX, SUPPORT
shape_code | RECT, ROUND, OVAL, FLAT_OVAL
material_code | GI, SS, AL, PVC, PI, FABRIC
origin_mode | CENTER, INLET_FACE_CENTER, RUN_CENTER, CUSTOM
mirror_code | N, MIRROR_X, MIRROR_Y, MIRROR_Z
fitting_type | NONE, ELBOW, TEE, WYE, CROSS, TAP, TRANSITION, REDUCER, OFFSET, CAP, BOOT, SHOE, TAKEOFF, SPLITTER, TERMINALBOX, FLEXCONN, DAMPER_BOX
radius_type | SHARP, R1.0, R1.5, R2.0, CUSTOM
eccentric_side | CENTER, LEFT, RIGHT, TOP, BOTTOM
port_role | INLET, OUTLET, RUN_IN, RUN_OUT, BRANCH, AUX, ENDCAP
port_dir | IN, OUT, BIDIR
joint_type | TDC, TDF, FLANGE, SLIP, WELD, FLEX, SEALANT
unit | EA, M, M2, KG, SET
calc_rule | AUTO, FIXED_QTY, AREA_BASED, LENGTH_BASED
review_status | RAW, AI_PARSED, REVIEWED, APPROVED, HOLD

## ReadMe
Single-sheet input rules for duct 3D generation
1) One row = one element. Use DATA rows only for model generation.
2) Use element_id as unique key. Connect rows with from_element_id / to_element_id / branch_to_element_id.
3) For straight duct: centerline_length or origin/end coordinates are required.
4) For fittings: element_type=FITTING and fitting_type must be set.
5) Use width/height for RECT, diameter for ROUND, major/minor axis for OVAL.
6) dir_* defines main axis, up_* defines local up. orientation_code is fallback/AI-friendly code.
7) Port roles: A/B mandatory for 2-port fittings, C for tees/wyes/taps, D for special 4-port parts.
8) BOM fields are stored in same row so one-sheet export/import remains possible.