## Duct3D_Input
row_type | seq | line_id | system_id | service | level_name | zone | element_id | parent_element_id | from_element_id | to_element_id | branch_to_element_id | element_type | family_code | standard_code | shape_code | material_code | gauge_t | insulation_t | lining_t | spec_code | origin_mode | origin_x | origin_y | origin_z | end_x | end_y | end_z | dir_x | dir_y | dir_z | up_x | up_y | up_z | orientation_code | mirror_code | rotation_deg | slope_ratio | centerline_length | path_length | width | height | diameter | major_axis | minor_axis | inlet_width | inlet_height | inlet_diameter | outlet_width | outlet_height | outlet_diameter | branch_width | branch_height | branch_diameter | fitting_type | angle_deg | branch_angle_deg | part_subtype | branch_plane_code | branch_b_side | branch_c_side | radius_type | centerline_radius | throat_radius | heel_radius | offset_x | offset_y | offset_z | eccentric_side | transition_length | taper_method | reducer_method | tee_run_length | tee_branch_length | tap_location_ratio | vane_count | port_a_role | port_a_dir | port_b_role | port_b_dir | port_c_role | port_c_dir | port_d_role | port_d_dir | main_flow_from | main_flow_to | joint_a_type | joint_b_type | joint_c_type | joint_d_type | flange_type | connector_code | bom_item_no | part_name_ko | part_name_en | qty | unit | calc_rule | weight_kg | surface_area_m2 | smacna_code | note | ai_source | ai_confidence | review_status | error_code | error_message
DATA | 10 | PDF-P01 |  | SA |  |  | AI0001 |  |  |  |  | STRAIGHT | STRAIGHT_RECT |  | RECT | [5 empty] | CENTER | 0 | 0 | 3000 | 1500 | 0 | 3000 | 1 | 0 | 0 |  |  |  | XP_XP |  |  |  | 1500 |  | 14 | 16 |  |  |  | 14 | 16 |  | 14 | 16 |  |  |  |  | NONE | [21 empty] | INLET |  | OUTLET | [13 empty] | AI-0001 | Straight Duct | Straight Duct | 1 | EA | AUTO |  |  |  | service=SA ¦ printed_size=14x16 in ¦ review=Straight duct has no confirmed centerline length or coordinates. / Emitted as review-only NOTE row because PDF text does not prove the full 3D DATA contract. ¦ TOD=153'-10" | Lay out.pdf page 1, line 58 | 0.77 | APPROVED
DATA | 20 | PDF-P01 |  |  |  |  | AI0002 |  |  |  |  | FITTING | WYE_UNKNOWN |  | RECT | [5 empty] | CENTER | 1875 | 0 | 3000 |  |  |  | 1 | 0 | 0 |  |  |  | XP_XP_BRANCH_YP | [5 empty] | 300 | 300 | [9 empty] | 300 | 300 |  | WYE |  | 90 | [19 empty] | INLET |  | OUTLET | [13 empty] | AI-0002 | Wye Duct Fitting | Wye Duct Fitting | 1 | EA | AUTO |  |  |  | review=Detected fitting text without a nearby duct size. / Missing confirmed duct dimensions. / Branch fitting needs confirmed branch port geometry before DATA export. / Emitted as review-only NOTE row because PDF text does not prove the full 3D DATA contract. | Lay out.pdf page 1, line 65 | 0.35 | APPROVED
DATA | 30 | PDF-P01 |  |  |  |  | AI0003 |  |  |  |  | FITTING | WYE_UNKNOWN |  | RECT | [5 empty] | CENTER | 2625 | 0 | 3000 |  |  |  | 1 | 0 | 0 |  |  |  | XP_XP_BRANCH_YP | [5 empty] | 300 | 300 | [9 empty] | 300 | 300 |  | WYE |  | 90 | [19 empty] | INLET |  | OUTLET | [13 empty] | AI-0003 | Wye Duct Fitting | Wye Duct Fitting | 1 | EA | AUTO |  |  |  | review=Detected fitting text without a nearby duct size. / Missing confirmed duct dimensions. / Branch fitting needs confirmed branch port geometry before DATA export. / Emitted as review-only NOTE row because PDF text does not prove the full 3D DATA contract. | Lay out.pdf page 1, line 67 | 0.35 | APPROVED
DATA | 40 | PDF-P01 |  |  |  |  | AI0004 |  |  |  |  | FITTING | ELBOW_UNKNOWN |  | RECT | [5 empty] | CENTER | 3300 | 0 | 3000 |  |  |  | 0 | 0 | 1 |  |  |  | XP_ZP | [5 empty] | 300 | 300 | [12 empty] | ELBOW | [21 empty] | INLET |  | OUTLET | [13 empty] | AI-0004 | Elbow Duct Fitting | Elbow Duct Fitting | 1 | EA | AUTO |  |  |  | review=Detected fitting text without a nearby duct size. / Missing confirmed duct dimensions. / Emitted as review-only NOTE row because PDF text does not prove the full 3D DATA contract. | Lay out.pdf page 1, line 70 | 0.35 | APPROVED
DATA | 50 | PDF-P01 |  |  |  |  | AI0005 |  |  |  |  | STRAIGHT | STRAIGHT_UNKNOWN |  | RECT | [5 empty] | CENTER | 3300 | 0 | 3300 | 3300 | 0 | 4800 | 0 | 0 | 1 |  |  |  | ZP_ZP |  |  |  | 1500 |  | 300 | 300 | [12 empty] | NONE | [21 empty] | INLET |  | OUTLET | [13 empty] | AI-0005 | Straight Duct | Straight Duct | 1 | EA | AUTO |  |  |  | review=Detected straight duct marker without a nearby duct size. / Missing confirmed duct dimensions. / Straight duct has no confirmed centerline length or coordinates. / Emitted as review-only NOTE row because PDF text does not prove the full 3D DATA contract. | Lay out.pdf page 1, line 71 | 0.32 | APPROVED
DATA | 60 | PDF-P01 |  | SA |  |  | AI0006 |  |  |  |  | STRAIGHT | STRAIGHT_RECT |  | RECT | [5 empty] | CENTER | 3300 | 0 | 4800 | 3300 | 0 | 6300 | 0 | 0 | 1 |  |  |  | ZP_ZP |  |  |  | 1500 |  | 14 | 18 |  |  |  | 14 | 18 |  | 14 | 18 |  |  |  |  | NONE | [21 empty] | INLET |  | OUTLET | [13 empty] | AI-0006 | Straight Duct | Straight Duct | 1 | EA | AUTO |  |  |  | service=SA ¦ printed_size=14x18 in ¦ review=Straight duct has no confirmed centerline length or coordinates. / Emitted as review-only NOTE row because PDF text does not prove the full 3D DATA contract. ¦ TOD=153'-10" | Lay out.pdf page 1, line 84 | 0.77 | APPROVED
DATA | 70 | PDF-P01 |  | SR |  |  | AI0007 |  |  |  |  | FITTING | ELBOW_RECT |  | RECT | [5 empty] | CENTER | 3300 | 0 | 6314 |  |  |  | 1 | 0 | 0 |  |  |  | ZP_XP | [5 empty] | 14 | 10 |  |  |  | 14 | 10 |  | 14 | 10 |  |  |  |  | ELBOW | [21 empty] | INLET |  | OUTLET | [13 empty] | AI-0007 | Elbow Duct Fitting | Elbow Duct Fitting | 1 | EA | AUTO |  |  |  | service=SR ¦ printed_size=14x10 in ¦ review=Fitting token was associated from nearby PDF text context; verify grouping. / Emitted as review-only NOTE row because PDF text does not prove the full 3D DATA contract. | Lay out.pdf page 1, line 104 | 0.75 | APPROVED
DATA | 80 | PDF-P01 |  |  |  |  | AI0008 |  |  |  |  | FITTING | ELBOW_UNKNOWN |  | RECT | [5 empty] | CENTER | 3614 | 0 | 6314 |  |  |  | 0 | 0 | 1 |  |  |  | XP_ZP | [5 empty] | 300 | 300 | [12 empty] | ELBOW | [21 empty] | INLET |  | OUTLET | [13 empty] | AI-0008 | Elbow Duct Fitting | Elbow Duct Fitting | 1 | EA | AUTO |  |  |  | review=Detected fitting text without a nearby duct size. / Missing confirmed duct dimensions. / Emitted as review-only NOTE row because PDF text does not prove the full 3D DATA contract. | Lay out.pdf page 1, line 107 | 0.35 | APPROVED
DATA | 90 | PDF-P01 |  |  |  |  | AI0009 |  |  |  |  | FITTING | WYE_UNKNOWN |  | RECT | [5 empty] | CENTER | 3614 | 0 | 6989 |  |  |  | 0 | 0 | 1 |  |  |  | ZP_ZP_BRANCH_YP | [5 empty] | 300 | 300 | [9 empty] | 300 | 300 |  | WYE |  | 90 | [19 empty] | INLET |  | OUTLET | [13 empty] | AI-0009 | Wye Duct Fitting | Wye Duct Fitting | 1 | EA | AUTO |  |  |  | review=Detected fitting text without a nearby duct size. / Missing confirmed duct dimensions. / Branch fitting needs confirmed branch port geometry before DATA export. / Emitted as review-only NOTE row because PDF text does not prove the full 3D DATA contract. | Lay out.pdf page 1, line 110 | 0.35 | APPROVED
DATA | 100 | PDF-P01 |  |  |  |  | AI0010 |  |  |  |  | FITTING | WYE_UNKNOWN |  | RECT | [5 empty] | CENTER | 3614 | 0 | 7739 |  |  |  | 0 | 0 | 1 |  |  |  | ZP_ZP_BRANCH_YP | [5 empty] | 300 | 300 | [9 empty] | 300 | 300 |  | WYE |  | 90 | [19 empty] | INLET |  | OUTLET | [13 empty] | AI-0010 | Wye Duct Fitting | Wye Duct Fitting | 1 | EA | AUTO |  |  |  | review=Detected fitting text without a nearby duct size. / Missing confirmed duct dimensions. / Branch fitting needs confirmed branch port geometry before DATA export. / Emitted as review-only NOTE row because PDF text does not prove the full 3D DATA contract. | Lay out.pdf page 1, line 112 | 0.35 | APPROVED
DATA | 110 | PDF-P01 |  | SA |  |  | AI0011 |  |  |  |  | FITTING | WYE_RECT |  | RECT | [5 empty] | CENTER | 3614 | 0 | 8314 |  |  |  | 0 | 0 | 1 |  |  |  | ZP_ZP_BRANCH_YP | [5 empty] | 14 | 16 |  |  |  | 14 | 16 |  | 14 | 16 |  | 14 | 16 |  | WYE |  | 90 | [19 empty] | INLET |  | OUTLET | [13 empty] | AI-0011 | Wye Duct Fitting | Wye Duct Fitting | 1 | EA | AUTO |  |  |  | service=SA ¦ printed_size=14x16 in ¦ review=Fitting token was associated from nearby PDF text context; verify grouping. / Branch fitting needs confirmed branch port geometry before DATA export. / Emitted as review-only NOTE row because PDF text does not prove the full 3D DATA contract. ¦ TOD=153'-10" | Lay out.pdf page 1, line 113 | 0.8 | APPROVED
DATA | 120 | PDF-P01 |  | SA |  |  | AI0012 |  |  |  |  | FITTING | WYE_RECT |  | RECT | [5 empty] | CENTER | 3614 | 0 | 8714 |  |  |  | 0 | 0 | 1 |  |  |  | ZP_ZP_BRANCH_YP | [5 empty] | 14 | 18 |  |  |  | 14 | 18 |  | 14 | 18 |  | 14 | 18 |  | WYE |  | 90 | [19 empty] | INLET |  | OUTLET | [13 empty] | AI-0012 | Wye Duct Fitting | Wye Duct Fitting | 1 | EA | AUTO |  |  |  | service=SA ¦ printed_size=14x18 in ¦ review=Fitting token was associated from nearby PDF text context; verify grouping. / Branch fitting needs confirmed branch port geometry before DATA export. / Emitted as review-only NOTE row because PDF text does not prove the full 3D DATA contract. ¦ TOD=153'-10" | Lay out.pdf page 1, line 115 | 0.8 | APPROVED
DATA | 130 | PDF-P01 |  | SA |  |  | AI0013 |  |  |  |  | STRAIGHT | STRAIGHT_RECT |  | RECT | [5 empty] | CENTER | 3614 | 0 | 8914 | 3614 | 0 | 8921 | 0 | 0 | 1 |  |  |  | ZP_ZP |  |  |  | 7 | 7 | 14 | 8 |  |  |  | 14 | 8 |  | 14 | 8 |  |  |  |  | NONE | [21 empty] | INLET |  | OUTLET | [13 empty] | AI-0013 | Straight Duct | Straight Duct | 1 | EA | AUTO |  |  |  | service=SA ¦ printed_size=14x8 in ¦ review=Straight length was associated from nearby PDF text context; verify grouping. / Emitted as review-only NOTE row because PDF text does not prove the full 3D DATA contract. ¦ TOD=153'-10" | Lay out.pdf page 1, line 117 | 0.82 | APPROVED
DATA | 140 | PDF-P01 |  |  |  |  | AI0014 |  |  |  |  | STRAIGHT | STRAIGHT_UNKNOWN |  | RECT | [5 empty] | CENTER | 3614 | 0 | 8921 | 3614 | 0 | 10421 | 0 | 0 | 1 |  |  |  | ZP_ZP |  |  |  | 1500 |  | 300 | 300 | [12 empty] | NONE | [21 empty] | INLET |  | OUTLET | [13 empty] | AI-0014 | Straight Duct | Straight Duct | 1 | EA | AUTO |  |  |  | review=Detected straight duct marker without a nearby duct size. / Missing confirmed duct dimensions. / Straight duct has no confirmed centerline length or coordinates. / Emitted as review-only NOTE row because PDF text does not prove the full 3D DATA contract. | Lay out.pdf page 1, line 120 | 0.32 | APPROVED
DATA | 150 | PDF-P01 |  |  |  |  | AI0015 |  |  |  |  | STRAIGHT | STRAIGHT_UNKNOWN |  | RECT | [5 empty] | CENTER | 3614 | 0 | 10421 | 3614 | 0 | 11921 | 0 | 0 | 1 |  |  |  | ZP_ZP |  |  |  | 1500 |  | 300 | 300 | [12 empty] | NONE | [21 empty] | INLET |  | OUTLET | [13 empty] | AI-0015 | Straight Duct | Straight Duct | 1 | EA | AUTO |  |  |  | review=Detected straight duct marker without a nearby duct size. / Missing confirmed duct dimensions. / Straight duct has no confirmed centerline length or coordinates. / Emitted as review-only NOTE row because PDF text does not prove the full 3D DATA contract. | Lay out.pdf page 1, line 134 | 0.32 | APPROVED
DATA | 160 | PDF-P01 |  | EA |  |  | AI0016 |  |  |  |  | STRAIGHT | STRAIGHT_RECT |  | RECT | [5 empty] | CENTER | 3614 | 0 | 11921 | 3614 | 0 | 13421 | 0 | 0 | 1 |  |  |  | ZP_ZP |  |  |  | 1500 |  | 24 | 30 |  |  |  | 24 | 30 |  | 24 | 30 |  |  |  |  | NONE | [21 empty] | INLET |  | OUTLET | [13 empty] | AI-0016 | Straight Duct | Straight Duct | 1 | EA | AUTO |  |  |  | service=EA ¦ printed_size=24x30 in ¦ review=Straight duct has no confirmed centerline length or coordinates. / Emitted as review-only NOTE row because PDF text does not prove the full 3D DATA contract. ¦ TOD=149'-9" | Lay out.pdf page 1, line 136 | 0.77 | APPROVED
DATA | 170 | PDF-P01 |  |  |  |  | AI0017 |  |  |  |  | FITTING | ELBOW_UNKNOWN |  | RECT | [5 empty] | CENTER | 3614 | 0 | 13721 |  |  |  | 1 | 0 | 0 |  |  |  | ZP_XP | [5 empty] | 300 | 300 | [12 empty] | ELBOW | [21 empty] | INLET |  | OUTLET | [13 empty] | AI-0017 | Elbow Duct Fitting | Elbow Duct Fitting | 1 | EA | AUTO |  |  |  | review=Detected fitting text without a nearby duct size. / Missing confirmed duct dimensions. / Emitted as review-only NOTE row because PDF text does not prove the full 3D DATA contract. | Lay out.pdf page 1, line 141 | 0.35 | APPROVED
DATA | 180 | PDF-P01 |  |  |  |  | AI0018 |  |  |  |  | STRAIGHT | STRAIGHT_UNKNOWN |  | RECT | [5 empty] | CENTER | 3914 | 0 | 13721 | 5414 | 0 | 13721 | 1 | 0 | 0 |  |  |  | XP_XP |  |  |  | 1500 |  | 300 | 300 | [12 empty] | NONE | [21 empty] | INLET |  | OUTLET | [13 empty] | AI-0018 | Straight Duct | Straight Duct | 1 | EA | AUTO |  |  |  | review=Detected straight duct marker without a nearby duct size. / Missing confirmed duct dimensions. / Straight duct has no confirmed centerline length or coordinates. / Emitted as review-only NOTE row because PDF text does not prove the full 3D DATA contract. | Lay out.pdf page 1, line 142 | 0.32 | APPROVED
DATA | 190 | PDF-P01 |  | EA |  |  | AI0019 |  |  |  |  | STRAIGHT | STRAIGHT_RECT |  | RECT | [5 empty] | CENTER | 5414 | 0 | 13721 | 6914 | 0 | 13721 | 1 | 0 | 0 |  |  |  | XP_XP |  |  |  | 1500 |  | 24 | 14 |  |  |  | 24 | 14 |  | 24 | 14 |  |  |  |  | NONE | [21 empty] | INLET |  | OUTLET | [13 empty] | AI-0019 | Straight Duct | Straight Duct | 1 | EA | AUTO |  |  |  | service=EA ¦ printed_size=24x14 in ¦ review=Straight duct has no confirmed centerline length or coordinates. / Emitted as review-only NOTE row because PDF text does not prove the full 3D DATA contract. ¦ TOD=148'-8" | Lay out.pdf page 1, line 150 | 0.77 | APPROVED
DATA | 200 | PDF-P01 |  |  |  |  | AI0020 |  |  |  |  | FITTING | ELBOW_UNKNOWN |  | RECT | [5 empty] | CENTER | 7214 | 0 | 13721 |  |  |  | 0 | 0 | 1 |  |  |  | XP_ZP | [5 empty] | 300 | 300 | [12 empty] | ELBOW | [21 empty] | INLET |  | OUTLET | [13 empty] | AI-0020 | Elbow Duct Fitting | Elbow Duct Fitting | 1 | EA | AUTO |  |  |  | review=Detected fitting text without a nearby duct size. / Missing confirmed duct dimensions. / Emitted as review-only NOTE row because PDF text does not prove the full 3D DATA contract. | Lay out.pdf page 1, line 157 | 0.35 | APPROVED
DATA | 210 | PDF-P01 |  | EA |  |  | AI0021 |  |  |  |  | FITTING | ELBOW_RECT |  | RECT | [5 empty] | CENTER | 7214 | 0 | 14035 |  |  |  | 1 | 0 | 0 |  |  |  | ZP_XP | [5 empty] | 14 | 24 |  |  |  | 14 | 24 |  | 14 | 24 |  |  |  |  | ELBOW | [21 empty] | INLET |  | OUTLET | [13 empty] | AI-0021 | Elbow Duct Fitting | Elbow Duct Fitting | 1 | EA | AUTO |  |  |  | service=EA ¦ printed_size=14x24 in ¦ review=Fitting token was associated from nearby PDF text context; verify grouping. / Emitted as review-only NOTE row because PDF text does not prove the full 3D DATA contract. ¦ TOD=148'-6" | Lay out.pdf page 1, line 158 | 0.8 | APPROVED
DATA | 220 | PDF-P01 |  | EA |  |  | AI0022 |  |  |  |  | STRAIGHT | STRAIGHT_RECT |  | RECT | [5 empty] | CENTER | 7228 | 0 | 14035 | 8728 | 0 | 14035 | 1 | 0 | 0 |  |  |  | XP_XP |  |  |  | 1500 |  | 48 | 40 |  |  |  | 48 | 40 |  | 48 | 40 |  |  |  |  | NONE | [21 empty] | INLET |  | OUTLET | [13 empty] | AI-0022 | Straight Duct | Straight Duct | 1 | EA | AUTO |  |  |  | service=EA ¦ printed_size=48x40 in ¦ review=Straight duct has no confirmed centerline length or coordinates. / Emitted as review-only NOTE row because PDF text does not prove the full 3D DATA contract. ¦ airflow=31500 CFM | Lay out.pdf page 1, line 163 | 0.77 | APPROVED
DATA | 230 | PDF-P01 |  | EA |  |  | AI0023 |  |  |  |  | STRAIGHT | STRAIGHT_RECT |  | RECT | [5 empty] | CENTER | 8728 | 0 | 14035 | 10228 | 0 | 14035 | 1 | 0 | 0 |  |  |  | XP_XP |  |  |  | 1500 |  | 30 | 54 |  |  |  | 30 | 54 |  | 30 | 54 |  |  |  |  | NONE | [21 empty] | INLET |  | OUTLET | [13 empty] | AI-0023 | Straight Duct | Straight Duct | 1 | EA | AUTO |  |  |  | service=EA ¦ printed_size=30x54 in ¦ review=Straight duct has no confirmed centerline length or coordinates. / Emitted as review-only NOTE row because PDF text does not prove the full 3D DATA contract. ¦ airflow=31500 CFM | Lay out.pdf page 1, line 165 | 0.77 | APPROVED
DATA | 240 | PDF-P01 |  |  |  |  | AI0024 |  |  |  |  | FITTING | ELBOW_UNKNOWN |  | RECT | [5 empty] | CENTER | 10528 | 0 | 14035 |  |  |  | 0 | 0 | 1 |  |  |  | XP_ZP | [5 empty] | 300 | 300 | [12 empty] | ELBOW | [21 empty] | INLET |  | OUTLET | [13 empty] | AI-0024 | Elbow Duct Fitting | Elbow Duct Fitting | 1 | EA | AUTO |  |  |  | review=Detected fitting text without a nearby duct size. / Missing confirmed duct dimensions. / Emitted as review-only NOTE row because PDF text does not prove the full 3D DATA contract. | Lay out.pdf page 1, line 188 | 0.35 | APPROVED
DATA | 250 | PDF-P01 |  |  |  |  | AI0025 |  |  |  |  | STRAIGHT | STRAIGHT_UNKNOWN |  | RECT | [5 empty] | CENTER | 10528 | 0 | 14335 | 10528 | 0 | 15835 | 0 | 0 | 1 |  |  |  | ZP_ZP |  |  |  | 1500 |  | 300 | 300 | [12 empty] | NONE | [21 empty] | INLET |  | OUTLET | [13 empty] | AI-0025 | Straight Duct | Straight Duct | 1 | EA | AUTO |  |  |  | review=Detected straight duct marker without a nearby duct size. / Missing confirmed duct dimensions. / Straight duct has no confirmed centerline length or coordinates. / Emitted as review-only NOTE row because PDF text does not prove the full 3D DATA contract. | Lay out.pdf page 1, line 189 | 0.32 | APPROVED
DATA | 260 | PDF-P01 |  |  |  |  | AI0026 |  |  |  |  | FITTING | ELBOW_UNKNOWN |  | RECT | [5 empty] | CENTER | 10528 | 0 | 16135 |  |  |  | 1 | 0 | 0 |  |  |  | ZP_XP | [5 empty] | 300 | 300 | [12 empty] | ELBOW | [21 empty] | INLET |  | OUTLET | [13 empty] | AI-0026 | Elbow Duct Fitting | Elbow Duct Fitting | 1 | EA | AUTO |  |  |  | review=Detected fitting text without a nearby duct size. / Missing confirmed duct dimensions. / Emitted as review-only NOTE row because PDF text does not prove the full 3D DATA contract. | Lay out.pdf page 1, line 223 | 0.35 | APPROVED
DATA | 270 | PDF-P01 |  |  |  |  | AI0027 |  |  |  |  | STRAIGHT | STRAIGHT_UNKNOWN |  | RECT | [5 empty] | CENTER | 10828 | 0 | 16135 | 12328 | 0 | 16135 | 1 | 0 | 0 |  |  |  | XP_XP |  |  |  | 1500 |  | 300 | 300 | [12 empty] | NONE | [21 empty] | INLET |  | OUTLET | [13 empty] | AI-0027 | Straight Duct | Straight Duct | 1 | EA | AUTO |  |  |  | review=Detected straight duct marker without a nearby duct size. / Missing confirmed duct dimensions. / Straight duct has no confirmed centerline length or coordinates. / Emitted as review-only NOTE row because PDF text does not prove the full 3D DATA contract. | Lay out.pdf page 1, line 225 | 0.32 | APPROVED
DATA | 280 | PDF-P01 |  | EA |  |  | AI0028 |  |  |  |  | STRAIGHT | STRAIGHT_RECT |  | RECT | [5 empty] | CENTER | 12328 | 0 | 16135 | 13828 | 0 | 16135 | 1 | 0 | 0 |  |  |  | XP_XP |  |  |  | 1500 |  | 30 | 54 |  |  |  | 30 | 54 |  | 30 | 54 |  |  |  |  | NONE | [21 empty] | INLET |  | OUTLET | [13 empty] | AI-0028 | Straight Duct | Straight Duct | 1 | EA | AUTO |  |  |  | service=EA ¦ printed_size=30x54 in ¦ review=Straight duct has no confirmed centerline length or coordinates. / Emitted as review-only NOTE row because PDF text does not prove the full 3D DATA contract. ¦ airflow=31500 CFM ¦ TOD=151'-3" | Lay out.pdf page 1, line 229 | 0.82 | APPROVED
DATA | 290 | PDF-P01 |  |  |  |  | AI0029 |  |  |  |  | STRAIGHT | STRAIGHT_UNKNOWN |  | RECT | [5 empty] | CENTER | 13828 | 0 | 16135 | 15328 | 0 | 16135 | 1 | 0 | 0 |  |  |  | XP_XP |  |  |  | 1500 |  | 300 | 300 | [12 empty] | NONE | [21 empty] | INLET |  | OUTLET | [13 empty] | AI-0029 | Straight Duct | Straight Duct | 1 | EA | AUTO |  |  |  | review=Detected straight duct marker without a nearby duct size. / Missing confirmed duct dimensions. / Straight duct has no confirmed centerline length or coordinates. / Emitted as review-only NOTE row because PDF text does not prove the full 3D DATA contract. | Lay out.pdf page 1, line 243 | 0.32 | APPROVED
DATA | 300 | PDF-P01 |  |  |  |  | AI0030 |  |  |  |  | STRAIGHT | STRAIGHT_UNKNOWN |  | RECT | [5 empty] | CENTER | 15328 | 0 | 16135 | 16828 | 0 | 16135 | 1 | 0 | 0 |  |  |  | XP_XP |  |  |  | 1500 |  | 300 | 300 | [12 empty] | NONE | [21 empty] | INLET |  | OUTLET | [13 empty] | AI-0030 | Straight Duct | Straight Duct | 1 | EA | AUTO |  |  |  | review=Detected straight duct marker without a nearby duct size. / Missing confirmed duct dimensions. / Straight duct has no confirmed centerline length or coordinates. / Emitted as review-only NOTE row because PDF text does not prove the full 3D DATA contract. | Lay out.pdf page 1, line 245 | 0.32 | APPROVED
DATA | 310 | PDF-P01 |  | SA |  |  | AI0031 |  |  |  |  | STRAIGHT | STRAIGHT_RECT |  | RECT | [5 empty] | CENTER | 16828 | 0 | 16135 | 18328 | 0 | 16135 | 1 | 0 | 0 |  |  |  | XP_XP |  |  |  | 1500 |  | 14 | 8 |  |  |  | 14 | 8 |  | 14 | 8 |  |  |  |  | NONE | [21 empty] | INLET |  | OUTLET | [13 empty] | AI-0031 | Straight Duct | Straight Duct | 1 | EA | AUTO |  |  |  | service=SA ¦ printed_size=14x8 in ¦ review=Straight duct has no confirmed centerline length or coordinates. / Emitted as review-only NOTE row because PDF text does not prove the full 3D DATA contract. ¦ TOD=153'-10" | Lay out.pdf page 1, line 288 | 0.77 | APPROVED
DATA | 320 | PDF-P01 |  | SR |  |  | AI0032 |  |  |  |  | STRAIGHT | STRAIGHT_RECT |  | RECT | [5 empty] | CENTER | 18328 | 0 | 16135 | 19828 | 0 | 16135 | 1 | 0 | 0 |  |  |  | XP_XP |  |  |  | 1500 |  | 14 | 8 |  |  |  | 14 | 8 |  | 14 | 8 |  |  |  |  | NONE | [21 empty] | INLET |  | OUTLET | [13 empty] | AI-0032 | Straight Duct | Straight Duct | 1 | EA | AUTO |  |  |  | service=SR ¦ printed_size=14x8 in ¦ review=Straight duct has no confirmed centerline length or coordinates. / Emitted as review-only NOTE row because PDF text does not prove the full 3D DATA contract. ¦ airflow=600 CFM ¦ TOD=151'-4" | Lay out.pdf page 1, line 297 | 0.82 | APPROVED
DATA | 330 | PDF-P01 |  | SA |  |  | AI0033 |  |  |  |  | STRAIGHT | STRAIGHT_RECT |  | RECT | [5 empty] | CENTER | 19828 | 0 | 16135 | 21328 | 0 | 16135 | 1 | 0 | 0 |  |  |  | XP_XP |  |  |  | 1500 |  | 8 | 14 |  |  |  | 8 | 14 |  | 8 | 14 |  |  |  |  | NONE | [21 empty] | INLET |  | OUTLET | [13 empty] | AI-0033 | Straight Duct | Straight Duct | 1 | EA | AUTO |  |  |  | service=SA ¦ printed_size=8x14 in ¦ review=Straight duct has no confirmed centerline length or coordinates. / Emitted as review-only NOTE row because PDF text does not prove the full 3D DATA contract. ¦ airflow=600 CFM ¦ TOD=151'-4" | Lay out.pdf page 1, line 299 | 0.82 | APPROVED
DATA | 340 | PDF-P01 |  |  |  |  | AI0034 |  |  |  |  | STRAIGHT | STRAIGHT_UNKNOWN |  | RECT | [5 empty] | CENTER | 21328 | 0 | 16135 | 22828 | 0 | 16135 | 1 | 0 | 0 |  |  |  | XP_XP |  |  |  | 1500 |  | 300 | 300 | [12 empty] | NONE | [21 empty] | INLET |  | OUTLET | [13 empty] | AI-0034 | Straight Duct | Straight Duct | 1 | EA | AUTO |  |  |  | review=Detected straight duct marker without a nearby duct size. / Missing confirmed duct dimensions. / Straight duct has no confirmed centerline length or coordinates. / Emitted as review-only NOTE row because PDF text does not prove the full 3D DATA contract. | Lay out.pdf page 1, line 301 | 0.32 | APPROVED
DATA | 350 | PDF-P01 |  |  |  |  | AI0035 |  |  |  |  | FITTING | ELBOW_UNKNOWN |  | RECT | [5 empty] | CENTER | 23128 | 0 | 16135 |  |  |  | 0 | 0 | 1 |  |  |  | XP_ZP | [5 empty] | 300 | 300 | [12 empty] | ELBOW | [21 empty] | INLET |  | OUTLET | [13 empty] | AI-0035 | Elbow Duct Fitting | Elbow Duct Fitting | 1 | EA | AUTO |  |  |  | review=Detected fitting text without a nearby duct size. / Missing confirmed duct dimensions. / Emitted as review-only NOTE row because PDF text does not prove the full 3D DATA contract. | Lay out.pdf page 1, line 303 | 0.35 | APPROVED
DATA | 360 | PDF-P01 |  | SR |  |  | AI0036 |  |  |  |  | STRAIGHT | STRAIGHT_RECT |  | RECT | [5 empty] | CENTER | 23128 | 0 | 16435 | 23128 | 0 | 17935 | 0 | 0 | 1 |  |  |  | ZP_ZP |  |  |  | 1500 |  | 14 | 8 |  |  |  | 14 | 8 |  | 14 | 8 |  |  |  |  | NONE | [21 empty] | INLET |  | OUTLET | [13 empty] | AI-0036 | Straight Duct | Straight Duct | 1 | EA | AUTO |  |  |  | service=SR ¦ printed_size=14x8 in ¦ review=Straight duct has no confirmed centerline length or coordinates. / Emitted as review-only NOTE row because PDF text does not prove the full 3D DATA contract. ¦ airflow=600 CFM | Lay out.pdf page 1, line 306 | 0.77 | APPROVED
DATA | 370 | PDF-P01 |  |  |  |  | AI0037 |  |  |  |  | STRAIGHT | STRAIGHT_UNKNOWN |  | RECT | [5 empty] | CENTER | 23128 | 0 | 17935 | 23128 | 0 | 19435 | 0 | 0 | 1 |  |  |  | ZP_ZP |  |  |  | 1500 |  | 300 | 300 | [12 empty] | NONE | [21 empty] | INLET |  | OUTLET | [13 empty] | AI-0037 | Straight Duct | Straight Duct | 1 | EA | AUTO |  |  |  | review=Detected straight duct marker without a nearby duct size. / Missing confirmed duct dimensions. / Straight duct has no confirmed centerline length or coordinates. / Emitted as review-only NOTE row because PDF text does not prove the full 3D DATA contract. | Lay out.pdf page 1, line 308 | 0.32 | APPROVED
DATA | 380 | PDF-P01 |  | SA |  |  | AI0038 |  |  |  |  | STRAIGHT | STRAIGHT_RECT |  | RECT | [5 empty] | CENTER | 23128 | 0 | 19435 | 23128 | 0 | 20935 | 0 | 0 | 1 |  |  |  | ZP_ZP |  |  |  | 1500 |  | 8 | 14 |  |  |  | 8 | 14 |  | 8 | 14 |  |  |  |  | NONE | [21 empty] | INLET |  | OUTLET | [13 empty] | AI-0038 | Straight Duct | Straight Duct | 1 | EA | AUTO |  |  |  | service=SA ¦ printed_size=8x14 in ¦ review=Straight duct has no confirmed centerline length or coordinates. / Emitted as review-only NOTE row because PDF text does not prove the full 3D DATA contract. ¦ airflow=600 CFM ¦ TOD=151'-7" | Lay out.pdf page 1, line 309 | 0.82 | APPROVED
DATA | 390 | PDF-P01 |  |  |  |  | AI0039 |  |  |  |  | FITTING | ELBOW_UNKNOWN |  | RECT | [5 empty] | CENTER | 23128 | 0 | 21235 |  |  |  | 1 | 0 | 0 |  |  |  | ZP_XP | [5 empty] | 300 | 300 | [12 empty] | ELBOW | [21 empty] | INLET |  | OUTLET | [13 empty] | AI-0039 | Elbow Duct Fitting | Elbow Duct Fitting | 1 | EA | AUTO |  |  |  | review=Detected fitting text without a nearby duct size. / Missing confirmed duct dimensions. / Emitted as review-only NOTE row because PDF text does not prove the full 3D DATA contract. | Lay out.pdf page 1, line 311 | 0.35 | APPROVED
DATA | 400 | PDF-P01 |  | SR |  |  | AI0040 |  |  |  |  | STRAIGHT | STRAIGHT_RECT |  | RECT | [5 empty] | CENTER | 23428 | 0 | 21235 | 24928 | 0 | 21235 | 1 | 0 | 0 |  |  |  | XP_XP |  |  |  | 1500 |  | 14 | 8 |  |  |  | 14 | 8 |  | 14 | 8 |  |  |  |  | NONE | [21 empty] | INLET |  | OUTLET | [13 empty] | AI-0040 | Straight Duct | Straight Duct | 1 | EA | AUTO |  |  |  | service=SR ¦ printed_size=14x8 in ¦ review=Straight duct has no confirmed centerline length or coordinates. / Emitted as review-only NOTE row because PDF text does not prove the full 3D DATA contract. ¦ airflow=600 CFM | Lay out.pdf page 1, line 317 | 0.77 | APPROVED
DATA | 410 | PDF-P01 |  |  |  |  | AI0041 |  |  |  |  | STRAIGHT | STRAIGHT_UNKNOWN |  | RECT | [5 empty] | CENTER | 24928 | 0 | 21235 | 26428 | 0 | 21235 | 1 | 0 | 0 |  |  |  | XP_XP |  |  |  | 1500 |  | 300 | 300 | [12 empty] | NONE | [21 empty] | INLET |  | OUTLET | [13 empty] | AI-0041 | Straight Duct | Straight Duct | 1 | EA | AUTO |  |  |  | review=Detected straight duct marker without a nearby duct size. / Missing confirmed duct dimensions. / Straight duct has no confirmed centerline length or coordinates. / Emitted as review-only NOTE row because PDF text does not prove the full 3D DATA contract. | Lay out.pdf page 1, line 319 | 0.32 | APPROVED
DATA | 420 | PDF-P01 |  | SA |  |  | AI0042 |  |  |  |  | STRAIGHT | STRAIGHT_RECT |  | RECT | [5 empty] | CENTER | 26428 | 0 | 21235 | 27928 | 0 | 21235 | 1 | 0 | 0 |  |  |  | XP_XP |  |  |  | 1500 |  | 8 | 14 |  |  |  | 8 | 14 |  | 8 | 14 |  |  |  |  | NONE | [21 empty] | INLET |  | OUTLET | [13 empty] | AI-0042 | Straight Duct | Straight Duct | 1 | EA | AUTO |  |  |  | service=SA ¦ printed_size=8x14 in ¦ review=Straight duct has no confirmed centerline length or coordinates. / Emitted as review-only NOTE row because PDF text does not prove the full 3D DATA contract. ¦ airflow=600 CFM ¦ TOD=151'-7" | Lay out.pdf page 1, line 320 | 0.82 | APPROVED
DATA | 430 | PDF-P01 |  |  |  |  | AI0043 |  |  |  |  | FITTING | ELBOW_UNKNOWN |  | RECT | [5 empty] | CENTER | 28228 | 0 | 21235 |  |  |  | 0 | 0 | 1 |  |  |  | XP_ZP | [5 empty] | 300 | 300 | [12 empty] | ELBOW | [21 empty] | INLET |  | OUTLET | [13 empty] | AI-0043 | Elbow Duct Fitting | Elbow Duct Fitting | 1 | EA | AUTO |  |  |  | review=Detected fitting text without a nearby duct size. / Missing confirmed duct dimensions. / Emitted as review-only NOTE row because PDF text does not prove the full 3D DATA contract. | Lay out.pdf page 1, line 323 | 0.35 | APPROVED
DATA | 440 | PDF-P01 |  | SR |  |  | AI0044 |  |  |  |  | STRAIGHT | STRAIGHT_RECT |  | RECT | [5 empty] | CENTER | 28228 | 0 | 21535 | 28228 | 0 | 23035 | 0 | 0 | 1 |  |  |  | ZP_ZP |  |  |  | 1500 |  | 14 | 8 |  |  |  | 14 | 8 |  | 14 | 8 |  |  |  |  | NONE | [21 empty] | INLET |  | OUTLET | [13 empty] | AI-0044 | Straight Duct | Straight Duct | 1 | EA | AUTO |  |  |  | service=SR ¦ printed_size=14x8 in ¦ review=Straight duct has no confirmed centerline length or coordinates. / Emitted as review-only NOTE row because PDF text does not prove the full 3D DATA contract. ¦ airflow=600 CFM | Lay out.pdf page 1, line 326 | 0.77 | APPROVED
DATA | 450 | PDF-P01 |  |  |  |  | AI0045 |  |  |  |  | STRAIGHT | STRAIGHT_UNKNOWN |  | RECT | [5 empty] | CENTER | 28228 | 0 | 23035 | 28228 | 0 | 24535 | 0 | 0 | 1 |  |  |  | ZP_ZP |  |  |  | 1500 |  | 300 | 300 | [12 empty] | NONE | [21 empty] | INLET |  | OUTLET | [13 empty] | AI-0045 | Straight Duct | Straight Duct | 1 | EA | AUTO |  |  |  | review=Detected straight duct marker without a nearby duct size. / Missing confirmed duct dimensions. / Straight duct has no confirmed centerline length or coordinates. / Emitted as review-only NOTE row because PDF text does not prove the full 3D DATA contract. | Lay out.pdf page 1, line 328 | 0.32 | APPROVED
DATA | 460 | PDF-P01 |  | SA |  |  | AI0046 |  |  |  |  | STRAIGHT | STRAIGHT_RECT |  | RECT | [5 empty] | CENTER | 28228 | 0 | 24535 | 28228 | 0 | 26035 | 0 | 0 | 1 |  |  |  | ZP_ZP |  |  |  | 1500 |  | 8 | 14 |  |  |  | 8 | 14 |  | 8 | 14 |  |  |  |  | NONE | [21 empty] | INLET |  | OUTLET | [13 empty] | AI-0046 | Straight Duct | Straight Duct | 1 | EA | AUTO |  |  |  | service=SA ¦ printed_size=8x14 in ¦ review=Straight duct has no confirmed centerline length or coordinates. / Emitted as review-only NOTE row because PDF text does not prove the full 3D DATA contract. ¦ airflow=600 CFM ¦ TOD=151'-4" | Lay out.pdf page 1, line 329 | 0.82 | APPROVED
DATA | 470 | PDF-P01 |  |  |  |  | AI0047 |  |  |  |  | FITTING | ELBOW_UNKNOWN |  | RECT | [5 empty] | CENTER | 28228 | 0 | 26335 |  |  |  | 1 | 0 | 0 |  |  |  | ZP_XP | [5 empty] | 300 | 300 | [12 empty] | ELBOW | [21 empty] | INLET |  | OUTLET | [13 empty] | AI-0047 | Elbow Duct Fitting | Elbow Duct Fitting | 1 | EA | AUTO |  |  |  | review=Detected fitting text without a nearby duct size. / Missing confirmed duct dimensions. / Emitted as review-only NOTE row because PDF text does not prove the full 3D DATA contract. | Lay out.pdf page 1, line 332 | 0.35 | APPROVED
DATA | 480 | PDF-P02 |  | EA |  |  | AI0048 |  |  |  |  | STRAIGHT | STRAIGHT_RECT |  | RECT | [5 empty] | CENTER | 0 | 6000 | 3000 | 1500 | 6000 | 3000 | 1 | 0 | 0 |  |  |  | XP_XP |  |  |  | 1500 |  | 10 | 6 |  |  |  | 10 | 6 |  | 10 | 6 |  |  |  |  | NONE | [21 empty] | INLET |  | OUTLET | [13 empty] | AI-0048 | Straight Duct | Straight Duct | 1 | EA | AUTO |  |  |  | service=EA ¦ printed_size=10x6 in ¦ review=Straight duct has no confirmed centerline length or coordinates. / Emitted as review-only NOTE row because PDF text does not prove the full 3D DATA contract. ¦ airflow=100 CFM ¦ TOD=147'-3" | Lay out.pdf page 2, line 57 | 0.82 | APPROVED
DATA | 490 | PDF-P02 |  | EA |  |  | AI0049 |  |  |  |  | STRAIGHT | STRAIGHT_RECT |  | RECT | [5 empty] | CENTER | 1500 | 6000 | 3000 | 1509 | 6000 | 3000 | 1 | 0 | 0 |  |  |  | XP_XP |  |  |  | 9 | 9 | 16 | 14 |  |  |  | 16 | 14 |  | 16 | 14 |  |  |  |  | NONE | [21 empty] | INLET |  | OUTLET | [13 empty] | AI-0049 | Straight Duct | Straight Duct | 1 | EA | AUTO |  |  |  | service=EA ¦ printed_size=16x14 in ¦ review=Straight length was associated from nearby PDF text context; verify grouping. / Emitted as review-only NOTE row because PDF text does not prove the full 3D DATA contract. ¦ TOD=149'-6" | Lay out.pdf page 2, line 82 | 0.82 | APPROVED
DATA | 500 | PDF-P02 |  |  |  |  | AI0050 |  |  |  |  | STRAIGHT | STRAIGHT_UNKNOWN |  | RECT | [5 empty] | CENTER | 1509 | 6000 | 3000 | 3009 | 6000 | 3000 | 1 | 0 | 0 |  |  |  | XP_XP |  |  |  | 1500 |  | 300 | 300 | [12 empty] | NONE | [21 empty] | INLET |  | OUTLET | [13 empty] | AI-0050 | Straight Duct | Straight Duct | 1 | EA | AUTO |  |  |  | review=Detected straight duct marker without a nearby duct size. / Missing confirmed duct dimensions. / Straight duct has no confirmed centerline length or coordinates. / Emitted as review-only NOTE row because PDF text does not prove the full 3D DATA contract. | Lay out.pdf page 2, line 84 | 0.32 | APPROVED
DATA | 510 | PDF-P02 |  |  |  |  | AI0051 |  |  |  |  | FITTING | ELBOW_UNKNOWN |  | RECT | [5 empty] | CENTER | 3309 | 6000 | 3000 |  |  |  | 0 | 0 | 1 |  |  |  | XP_ZP | [5 empty] | 300 | 300 | [12 empty] | ELBOW | [21 empty] | INLET |  | OUTLET | [13 empty] | AI-0051 | Elbow Duct Fitting | Elbow Duct Fitting | 1 | EA | AUTO |  |  |  | review=Detected fitting text without a nearby duct size. / Missing confirmed duct dimensions. / Emitted as review-only NOTE row because PDF text does not prove the full 3D DATA contract. | Lay out.pdf page 2, line 86 | 0.35 | APPROVED
DATA | 520 | PDF-P02 |  |  |  |  | AI0052 |  |  |  |  | FITTING | ELBOW_UNKNOWN |  | RECT | [5 empty] | CENTER | 3309 | 6000 | 3600 |  |  |  | 1 | 0 | 0 |  |  |  | ZP_XP | [5 empty] | 300 | 300 | [12 empty] | ELBOW | [21 empty] | INLET |  | OUTLET | [13 empty] | AI-0052 | Elbow Duct Fitting | Elbow Duct Fitting | 1 | EA | AUTO |  |  |  | review=Detected fitting text without a nearby duct size. / Missing confirmed duct dimensions. / Emitted as review-only NOTE row because PDF text does not prove the full 3D DATA contract. | Lay out.pdf page 2, line 117 | 0.35 | APPROVED
DATA | 530 | PDF-P02 |  |  |  |  | AI0053 |  |  |  |  | FITTING | ELBOW_UNKNOWN |  | RECT | [5 empty] | CENTER | 3909 | 6000 | 3600 |  |  |  | 0 | 0 | 1 |  |  |  | XP_ZP | [5 empty] | 300 | 300 | [12 empty] | ELBOW | [21 empty] | INLET |  | OUTLET | [13 empty] | AI-0053 | Elbow Duct Fitting | Elbow Duct Fitting | 1 | EA | AUTO |  |  |  | review=Detected fitting text without a nearby duct size. / Missing confirmed duct dimensions. / Emitted as review-only NOTE row because PDF text does not prove the full 3D DATA contract. | Lay out.pdf page 2, line 127 | 0.35 | APPROVED
DATA | 540 | PDF-P02 |  |  |  |  | AI0054 |  |  |  |  | STRAIGHT | STRAIGHT_UNKNOWN |  | RECT | [5 empty] | CENTER | 3909 | 6000 | 3900 | 3909 | 6000 | 5400 | 0 | 0 | 1 |  |  |  | ZP_ZP |  |  |  | 1500 |  | 300 | 300 | [12 empty] | NONE | [21 empty] | INLET |  | OUTLET | [13 empty] | AI-0054 | Straight Duct | Straight Duct | 1 | EA | AUTO |  |  |  | review=Detected straight duct marker without a nearby duct size. / Missing confirmed duct dimensions. / Straight duct has no confirmed centerline length or coordinates. / Emitted as review-only NOTE row because PDF text does not prove the full 3D DATA contract. | Lay out.pdf page 2, line 146 | 0.32 | APPROVED
DATA | 550 | PDF-P02 |  |  |  |  | AI0055 |  |  |  |  | STRAIGHT | STRAIGHT_UNKNOWN |  | RECT | [5 empty] | CENTER | 3909 | 6000 | 5400 | 3909 | 6000 | 6900 | 0 | 0 | 1 |  |  |  | ZP_ZP |  |  |  | 1500 |  | 300 | 300 | [12 empty] | NONE | [21 empty] | INLET |  | OUTLET | [13 empty] | AI-0055 | Straight Duct | Straight Duct | 1 | EA | AUTO |  |  |  | review=Detected straight duct marker without a nearby duct size. / Missing confirmed duct dimensions. / Straight duct has no confirmed centerline length or coordinates. / Emitted as review-only NOTE row because PDF text does not prove the full 3D DATA contract. | Lay out.pdf page 2, line 147 | 0.32 | APPROVED
DATA | 560 | PDF-P02 |  |  |  |  | AI0056 |  |  |  |  | STRAIGHT | STRAIGHT_UNKNOWN |  | RECT | [5 empty] | CENTER | 3909 | 6000 | 6900 | 3909 | 6000 | 8400 | 0 | 0 | 1 |  |  |  | ZP_ZP |  |  |  | 1500 |  | 300 | 300 | [12 empty] | NONE | [21 empty] | INLET |  | OUTLET | [13 empty] | AI-0056 | Straight Duct | Straight Duct | 1 | EA | AUTO |  |  |  | review=Detected straight duct marker without a nearby duct size. / Missing confirmed duct dimensions. / Straight duct has no confirmed centerline length or coordinates. / Emitted as review-only NOTE row because PDF text does not prove the full 3D DATA contract. | Lay out.pdf page 2, line 151 | 0.32 | APPROVED
DATA | 570 | PDF-P02 |  |  |  |  | AI0057 |  |  |  |  | STRAIGHT | STRAIGHT_UNKNOWN |  | RECT | [5 empty] | CENTER | 3909 | 6000 | 8400 | 3909 | 6000 | 9900 | 0 | 0 | 1 |  |  |  | ZP_ZP |  |  |  | 1500 |  | 300 | 300 | [12 empty] | NONE | [21 empty] | INLET |  | OUTLET | [13 empty] | AI-0057 | Straight Duct | Straight Duct | 1 | EA | AUTO |  |  |  | review=Detected straight duct marker without a nearby duct size. / Missing confirmed duct dimensions. / Straight duct has no confirmed centerline length or coordinates. / Emitted as review-only NOTE row because PDF text does not prove the full 3D DATA contract. | Lay out.pdf page 2, line 154 | 0.32 | APPROVED
DATA | 580 | PDF-P02 |  |  |  |  | AI0058 |  |  |  |  | STRAIGHT | STRAIGHT_UNKNOWN |  | RECT | [5 empty] | CENTER | 3909 | 6000 | 9900 | 3909 | 6000 | 11400 | 0 | 0 | 1 |  |  |  | ZP_ZP |  |  |  | 1500 |  | 300 | 300 | [12 empty] | NONE | [21 empty] | INLET |  | OUTLET | [13 empty] | AI-0058 | Straight Duct | Straight Duct | 1 | EA | AUTO |  |  |  | review=Detected straight duct marker without a nearby duct size. / Missing confirmed duct dimensions. / Straight duct has no confirmed centerline length or coordinates. / Emitted as review-only NOTE row because PDF text does not prove the full 3D DATA contract. | Lay out.pdf page 2, line 213 | 0.32 | APPROVED
DATA | 590 | PDF-P02 |  | EA |  |  | AI0059 |  |  |  |  | STRAIGHT | STRAIGHT_RECT |  | RECT | [5 empty] | CENTER | 3909 | 6000 | 11400 | 3909 | 6000 | 12900 | 0 | 0 | 1 |  |  |  | ZP_ZP |  |  |  | 1500 |  | 14 | 16 |  |  |  | 14 | 16 |  | 14 | 16 |  |  |  |  | NONE | [21 empty] | INLET |  | OUTLET | [13 empty] | AI-0059 | Straight Duct | Straight Duct | 1 | EA | AUTO |  |  |  | service=EA ¦ printed_size=14x16 in ¦ review=Straight duct has no confirmed centerline length or coordinates. / Emitted as review-only NOTE row because PDF text does not prove the full 3D DATA contract. ¦ TOD=149'-6" | Lay out.pdf page 2, line 221 | 0.77 | APPROVED
DATA | 600 | PDF-P02 |  | EA |  |  | AI0060 |  |  |  |  | STRAIGHT | STRAIGHT_RECT |  | RECT | [5 empty] | CENTER | 3909 | 6000 | 12900 | 3909 | 6000 | 14400 | 0 | 0 | 1 |  |  |  | ZP_ZP |  |  |  | 1500 |  | 14 | 16 |  |  |  | 14 | 16 |  | 14 | 16 |  |  |  |  | NONE | [21 empty] | INLET |  | OUTLET | [13 empty] | AI-0060 | Straight Duct | Straight Duct | 1 | EA | AUTO |  |  |  | service=EA ¦ printed_size=14x16 in ¦ review=Straight duct has no confirmed centerline length or coordinates. / Emitted as review-only NOTE row because PDF text does not prove the full 3D DATA contract. ¦ airflow=1550 CFM ¦ TOD=149'-6" | Lay out.pdf page 2, line 226 | 0.82 | APPROVED
DATA | 610 | PDF-P02 |  |  |  |  | AI0061 |  |  |  |  | FITTING | ELBOW_UNKNOWN |  | RECT | [5 empty] | CENTER | 3909 | 6000 | 14700 |  |  |  | 1 | 0 | 0 |  |  |  | ZP_XP | [5 empty] | 300 | 300 | [12 empty] | ELBOW | [21 empty] | INLET |  | OUTLET | [13 empty] | AI-0061 | Elbow Duct Fitting | Elbow Duct Fitting | 1 | EA | AUTO |  |  |  | review=Detected fitting text without a nearby duct size. / Missing confirmed duct dimensions. / Emitted as review-only NOTE row because PDF text does not prove the full 3D DATA contract. | Lay out.pdf page 2, line 249 | 0.35 | APPROVED
DATA | 620 | PDF-P02 |  |  |  |  | AI0062 |  |  |  |  | FITTING | ELBOW_UNKNOWN |  | RECT | [5 empty] | CENTER | 4509 | 6000 | 14700 |  |  |  | 0 | 0 | 1 |  |  |  | XP_ZP | [5 empty] | 300 | 300 | [12 empty] | ELBOW | [21 empty] | INLET |  | OUTLET | [13 empty] | AI-0062 | Elbow Duct Fitting | Elbow Duct Fitting | 1 | EA | AUTO |  |  |  | review=Detected fitting text without a nearby duct size. / Missing confirmed duct dimensions. / Emitted as review-only NOTE row because PDF text does not prove the full 3D DATA contract. | Lay out.pdf page 2, line 253 | 0.35 | APPROVED
DATA | 630 | PDF-P02 |  | SR |  |  | AI0063 |  |  |  |  | STRAIGHT | STRAIGHT_RECT |  | RECT | [5 empty] | CENTER | 4509 | 6000 | 15000 | 4509 | 6000 | 16500 | 0 | 0 | 1 |  |  |  | ZP_ZP |  |  |  | 1500 |  | 8 | 14 |  |  |  | 8 | 14 |  | 8 | 14 |  |  |  |  | NONE | [21 empty] | INLET |  | OUTLET | [13 empty] | AI-0063 | Straight Duct | Straight Duct | 1 | EA | AUTO |  |  |  | service=SR ¦ printed_size=8x14 in ¦ review=Straight duct has no confirmed centerline length or coordinates. / Emitted as review-only NOTE row because PDF text does not prove the full 3D DATA contract. ¦ airflow=500 CFM ¦ TOD=153'-10" | Lay out.pdf page 2, line 257 | 0.82 | APPROVED
DATA | 640 | PDF-P02 |  | SA |  |  | AI0064 |  |  |  |  | STRAIGHT | STRAIGHT_RECT |  | RECT | [5 empty] | CENTER | 4509 | 6000 | 16500 | 4509 | 6000 | 18000 | 0 | 0 | 1 |  |  |  | ZP_ZP |  |  |  | 1500 |  | 24 | 14 |  |  |  | 24 | 14 |  | 24 | 14 |  |  |  |  | NONE | [21 empty] | INLET |  | OUTLET | [13 empty] | AI-0064 | Straight Duct | Straight Duct | 1 | EA | AUTO |  |  |  | service=SA ¦ printed_size=24x14 in ¦ review=Straight duct has no confirmed centerline length or coordinates. / Emitted as review-only NOTE row because PDF text does not prove the full 3D DATA contract. ¦ airflow=500 CFM ¦ TOD=153'-10" | Lay out.pdf page 2, line 259 | 0.82 | APPROVED
DATA | 650 | PDF-P02 |  | EA |  |  | AI0065 |  |  |  |  | STRAIGHT | STRAIGHT_RECT |  | RECT | [5 empty] | CENTER | 4509 | 6000 | 18000 | 4509 | 6000 | 19500 | 0 | 0 | 1 |  |  |  | ZP_ZP |  |  |  | 1500 |  | 32 | 42 |  |  |  | 32 | 42 |  | 32 | 42 |  |  |  |  | NONE | [21 empty] | INLET |  | OUTLET | [13 empty] | AI-0065 | Straight Duct | Straight Duct | 1 | EA | AUTO |  |  |  | service=EA ¦ printed_size=32x42 in ¦ review=Straight duct has no confirmed centerline length or coordinates. / Emitted as review-only NOTE row because PDF text does not prove the full 3D DATA contract. ¦ airflow=19000 CFM | Lay out.pdf page 2, line 280 | 0.77 | APPROVED
DATA | 660 | PDF-P02 |  | EA |  |  | AI0066 |  |  |  |  | STRAIGHT | STRAIGHT_RECT |  | RECT | [5 empty] | CENTER | 4509 | 6000 | 19500 | 4509 | 6000 | 21000 | 0 | 0 | 1 |  |  |  | ZP_ZP |  |  |  | 1500 |  | 30 | 32 |  |  |  | 30 | 32 |  | 30 | 32 |  |  |  |  | NONE | [21 empty] | INLET |  | OUTLET | [13 empty] | AI-0066 | Straight Duct | Straight Duct | 1 | EA | AUTO |  |  |  | service=EA ¦ printed_size=30x32 in ¦ review=Straight duct has no confirmed centerline length or coordinates. / Emitted as review-only NOTE row because PDF text does not prove the full 3D DATA contract. ¦ airflow=19000 CFM | Lay out.pdf page 2, line 282 | 0.77 | APPROVED
DATA | 670 | PDF-P02 |  | SA |  |  | AI0067 |  |  |  |  | STRAIGHT | STRAIGHT_RECT |  | RECT | [5 empty] | CENTER | 4509 | 6000 | 21000 | 4509 | 6000 | 22500 | 0 | 0 | 1 |  |  |  | ZP_ZP |  |  |  | 1500 |  | 16 | 14 |  |  |  | 16 | 14 |  | 16 | 14 |  |  |  |  | NONE | [21 empty] | INLET |  | OUTLET | [13 empty] | AI-0067 | Straight Duct | Straight Duct | 1 | EA | AUTO |  |  |  | service=SA ¦ printed_size=16x14 in ¦ review=Straight duct has no confirmed centerline length or coordinates. / Emitted as review-only NOTE row because PDF text does not prove the full 3D DATA contract. ¦ airflow=1200 CFM ¦ TOD=153'-10" | Lay out.pdf page 2, line 331 | 0.82 | APPROVED
DATA | 680 | PDF-P02 |  | EA |  |  | AI0068 |  |  |  |  | STRAIGHT | STRAIGHT_RECT |  | RECT | [5 empty] | CENTER | 4509 | 6000 | 22500 | 4509 | 6000 | 24000 | 0 | 0 | 1 |  |  |  | ZP_ZP |  |  |  | 1500 |  | 16 | 14 |  |  |  | 16 | 14 |  | 16 | 14 |  |  |  |  | NONE | [21 empty] | INLET |  | OUTLET | [13 empty] | AI-0068 | Straight Duct | Straight Duct | 1 | EA | AUTO |  |  |  | service=EA ¦ printed_size=16x14 in ¦ review=Straight duct has no confirmed centerline length or coordinates. / Emitted as review-only NOTE row because PDF text does not prove the full 3D DATA contract. ¦ airflow=1200 CFM ¦ TOD=153'-10" | Lay out.pdf page 2, line 335 | 0.82 | APPROVED
DATA | 690 | PDF-P02 |  |  |  |  | AI0069 |  |  |  |  | STRAIGHT | STRAIGHT_UNKNOWN |  | RECT | [5 empty] | CENTER | 4509 | 6000 | 24000 | 4509 | 6000 | 25500 | 0 | 0 | 1 |  |  |  | ZP_ZP |  |  |  | 1500 |  | 300 | 300 | [12 empty] | NONE | [21 empty] | INLET |  | OUTLET | [13 empty] | AI-0069 | Straight Duct | Straight Duct | 1 | EA | AUTO |  |  |  | review=Detected straight duct marker without a nearby duct size. / Missing confirmed duct dimensions. / Straight duct has no confirmed centerline length or coordinates. / Emitted as review-only NOTE row because PDF text does not prove the full 3D DATA contract. | Lay out.pdf page 2, line 338 | 0.32 | APPROVED
DATA | 700 | PDF-P02 |  | EA |  |  | AI0070 |  |  |  |  | STRAIGHT | STRAIGHT_RECT |  | RECT | [5 empty] | CENTER | 4509 | 6000 | 25500 | 4509 | 6000 | 27000 | 0 | 0 | 1 |  |  |  | ZP_ZP |  |  |  | 1500 |  | 10 | 8 |  |  |  | 10 | 8 |  | 10 | 8 |  |  |  |  | NONE | [21 empty] | INLET |  | OUTLET | [13 empty] | AI-0070 | Straight Duct | Straight Duct | 1 | EA | AUTO |  |  |  | service=EA ¦ printed_size=10x8 in ¦ review=Straight duct has no confirmed centerline length or coordinates. / Emitted as review-only NOTE row because PDF text does not prove the full 3D DATA contract. ¦ TOD=149'-3" | Lay out.pdf page 2, line 342 | 0.77 | APPROVED
DATA | 710 | PDF-P02 |  | EA |  |  | AI0071 |  |  |  |  | STRAIGHT | STRAIGHT_RECT |  | RECT | [5 empty] | CENTER | 4509 | 6000 | 27000 | 4509 | 6000 | 28500 | 0 | 0 | 1 |  |  |  | ZP_ZP |  |  |  | 1500 |  | 6 | 10 |  |  |  | 6 | 10 |  | 6 | 10 |  |  |  |  | NONE | [21 empty] | INLET |  | OUTLET | [13 empty] | AI-0071 | Straight Duct | Straight Duct | 1 | EA | AUTO |  |  |  | service=EA ¦ printed_size=6x10 in ¦ review=Straight duct has no confirmed centerline length or coordinates. / Emitted as review-only NOTE row because PDF text does not prove the full 3D DATA contract. ¦ airflow=100 CFM ¦ TOD=147'-3" | Lay out.pdf page 2, line 352 | 0.82 | APPROVED
DATA | 720 | PDF-P02 |  |  |  |  | AI0072 |  |  |  |  | FITTING | ELBOW_UNKNOWN |  | RECT | [5 empty] | CENTER | 4509 | 6000 | 28800 |  |  |  | 1 | 0 | 0 |  |  |  | ZP_XP | [5 empty] | 300 | 300 | [12 empty] | ELBOW | [21 empty] | INLET |  | OUTLET | [13 empty] | AI-0072 | Elbow Duct Fitting | Elbow Duct Fitting | 1 | EA | AUTO |  |  |  | review=Detected fitting text without a nearby duct size. / Missing confirmed duct dimensions. / Emitted as review-only NOTE row because PDF text does not prove the full 3D DATA contract. | Lay out.pdf page 2, line 361 | 0.35 | APPROVED
DATA | 730 | PDF-P02 |  |  |  |  | AI0073 |  |  |  |  | FITTING | ELBOW_UNKNOWN |  | RECT | [5 empty] | CENTER | 5109 | 6000 | 28800 |  |  |  | 0 | 0 | 1 |  |  |  | XP_ZP | [5 empty] | 300 | 300 | [12 empty] | ELBOW | [21 empty] | INLET |  | OUTLET | [13 empty] | AI-0073 | Elbow Duct Fitting | Elbow Duct Fitting | 1 | EA | AUTO |  |  |  | review=Detected fitting text without a nearby duct size. / Missing confirmed duct dimensions. / Emitted as review-only NOTE row because PDF text does not prove the full 3D DATA contract. | Lay out.pdf page 2, line 365 | 0.35 | APPROVED
DATA | 740 | PDF-P02 |  |  |  |  | AI0074 |  |  |  |  | FITTING | ELBOW_UNKNOWN |  | RECT | [5 empty] | CENTER | 5109 | 6000 | 29400 |  |  |  | 1 | 0 | 0 |  |  |  | ZP_XP | [5 empty] | 300 | 300 | [12 empty] | ELBOW | [21 empty] | INLET |  | OUTLET | [13 empty] | AI-0074 | Elbow Duct Fitting | Elbow Duct Fitting | 1 | EA | AUTO |  |  |  | review=Detected fitting text without a nearby duct size. / Missing confirmed duct dimensions. / Emitted as review-only NOTE row because PDF text does not prove the full 3D DATA contract. | Lay out.pdf page 2, line 389 | 0.35 | APPROVED
DATA | 750 | PDF-P02 |  |  |  |  | AI0075 |  |  |  |  | FITTING | ELBOW_UNKNOWN |  | RECT | [5 empty] | CENTER | 5709 | 6000 | 29400 |  |  |  | 0 | 0 | 1 |  |  |  | XP_ZP | [5 empty] | 300 | 300 | [12 empty] | ELBOW | [21 empty] | INLET |  | OUTLET | [13 empty] | AI-0075 | Elbow Duct Fitting | Elbow Duct Fitting | 1 | EA | AUTO |  |  |  | review=Detected fitting text without a nearby duct size. / Missing confirmed duct dimensions. / Emitted as review-only NOTE row because PDF text does not prove the full 3D DATA contract. | Lay out.pdf page 2, line 392 | 0.35 | APPROVED
DATA | 760 | PDF-P02 |  |  |  |  | AI0076 |  |  |  |  | FITTING | ELBOW_UNKNOWN |  | RECT | [5 empty] | CENTER | 5709 | 6000 | 30000 |  |  |  | 1 | 0 | 0 |  |  |  | ZP_XP | [5 empty] | 300 | 300 | [12 empty] | ELBOW | [21 empty] | INLET |  | OUTLET | [13 empty] | AI-0076 | Elbow Duct Fitting | Elbow Duct Fitting | 1 | EA | AUTO |  |  |  | review=Detected fitting text without a nearby duct size. / Missing confirmed duct dimensions. / Emitted as review-only NOTE row because PDF text does not prove the full 3D DATA contract. | Lay out.pdf page 2, line 394 | 0.35 | APPROVED
DATA | 770 | PDF-P02 |  |  |  |  | AI0077 |  |  |  |  | STRAIGHT | STRAIGHT_UNKNOWN |  | RECT | [5 empty] | CENTER | 6009 | 6000 | 30000 | 7509 | 6000 | 30000 | 1 | 0 | 0 |  |  |  | XP_XP |  |  |  | 1500 |  | 300 | 300 | [12 empty] | NONE | [21 empty] | INLET |  | OUTLET | [13 empty] | AI-0077 | Straight Duct | Straight Duct | 1 | EA | AUTO |  |  |  | review=Detected straight duct marker without a nearby duct size. / Missing confirmed duct dimensions. / Straight duct has no confirmed centerline length or coordinates. / Emitted as review-only NOTE row because PDF text does not prove the full 3D DATA contract. | Lay out.pdf page 2, line 395 | 0.32 | APPROVED
DATA | 780 | PDF-P02 |  |  |  |  | AI0078 |  |  |  |  | STRAIGHT | STRAIGHT_UNKNOWN |  | RECT | [5 empty] | CENTER | 7509 | 6000 | 30000 | 9009 | 6000 | 30000 | 1 | 0 | 0 |  |  |  | XP_XP |  |  |  | 1500 |  | 300 | 300 | [12 empty] | NONE | [21 empty] | INLET |  | OUTLET | [13 empty] | AI-0078 | Straight Duct | Straight Duct | 1 | EA | AUTO |  |  |  | review=Detected straight duct marker without a nearby duct size. / Missing confirmed duct dimensions. / Straight duct has no confirmed centerline length or coordinates. / Emitted as review-only NOTE row because PDF text does not prove the full 3D DATA contract. | Lay out.pdf page 2, line 396 | 0.32 | APPROVED
DATA | 790 | PDF-P02 |  |  |  |  | AI0079 |  |  |  |  | STRAIGHT | STRAIGHT_UNKNOWN |  | RECT | [5 empty] | CENTER | 9009 | 6000 | 30000 | 10509 | 6000 | 30000 | 1 | 0 | 0 |  |  |  | XP_XP |  |  |  | 1500 |  | 300 | 300 | [12 empty] | NONE | [21 empty] | INLET |  | OUTLET | [13 empty] | AI-0079 | Straight Duct | Straight Duct | 1 | EA | AUTO |  |  |  | review=Detected straight duct marker without a nearby duct size. / Missing confirmed duct dimensions. / Straight duct has no confirmed centerline length or coordinates. / Emitted as review-only NOTE row because PDF text does not prove the full 3D DATA contract. | Lay out.pdf page 2, line 398 | 0.32 | APPROVED
DATA | 800 | PDF-P02 |  |  |  |  | AI0080 |  |  |  |  | FITTING | ELBOW_UNKNOWN |  | RECT | [5 empty] | CENTER | 10809 | 6000 | 30000 |  |  |  | 0 | 0 | 1 |  |  |  | XP_ZP | [5 empty] | 300 | 300 | [12 empty] | ELBOW | [21 empty] | INLET |  | OUTLET | [13 empty] | AI-0080 | Elbow Duct Fitting | Elbow Duct Fitting | 1 | EA | AUTO |  |  |  | review=Detected fitting text without a nearby duct size. / Missing confirmed duct dimensions. / Emitted as review-only NOTE row because PDF text does not prove the full 3D DATA contract. | Lay out.pdf page 2, line 400 | 0.35 | APPROVED
DATA | 810 | PDF-P02 |  |  |  |  | AI0081 |  |  |  |  | FITTING | ELBOW_UNKNOWN |  | RECT | [5 empty] | CENTER | 10809 | 6000 | 30600 |  |  |  | 1 | 0 | 0 |  |  |  | ZP_XP | [5 empty] | 300 | 300 | [12 empty] | ELBOW | [21 empty] | INLET |  | OUTLET | [13 empty] | AI-0081 | Elbow Duct Fitting | Elbow Duct Fitting | 1 | EA | AUTO |  |  |  | review=Detected fitting text without a nearby duct size. / Missing confirmed duct dimensions. / Emitted as review-only NOTE row because PDF text does not prove the full 3D DATA contract. | Lay out.pdf page 2, line 402 | 0.35 | APPROVED
DATA | 820 | PDF-P02 |  |  |  |  | AI0082 |  |  |  |  | STRAIGHT | STRAIGHT_UNKNOWN |  | RECT | [5 empty] | CENTER | 11109 | 6000 | 30600 | 12609 | 6000 | 30600 | 1 | 0 | 0 |  |  |  | XP_XP |  |  |  | 1500 |  | 300 | 300 | [12 empty] | NONE | [21 empty] | INLET |  | OUTLET | [13 empty] | AI-0082 | Straight Duct | Straight Duct | 1 | EA | AUTO |  |  |  | review=Detected straight duct marker without a nearby duct size. / Missing confirmed duct dimensions. / Straight duct has no confirmed centerline length or coordinates. / Emitted as review-only NOTE row because PDF text does not prove the full 3D DATA contract. | Lay out.pdf page 2, line 404 | 0.32 | APPROVED
DATA | 830 | PDF-P02 |  |  |  |  | AI0083 |  |  |  |  | FITTING | ELBOW_UNKNOWN |  | RECT | [5 empty] | CENTER | 12909 | 6000 | 30600 |  |  |  | 0 | 0 | 1 |  |  |  | XP_ZP | [5 empty] | 300 | 300 | [12 empty] | ELBOW | [21 empty] | INLET |  | OUTLET | [13 empty] | AI-0083 | Elbow Duct Fitting | Elbow Duct Fitting | 1 | EA | AUTO |  |  |  | review=Detected fitting text without a nearby duct size. / Missing confirmed duct dimensions. / Emitted as review-only NOTE row because PDF text does not prove the full 3D DATA contract. | Lay out.pdf page 2, line 406 | 0.35 | APPROVED
DATA | 840 | PDF-P02 |  |  |  |  | AI0084 |  |  |  |  | STRAIGHT | STRAIGHT_UNKNOWN |  | RECT | [5 empty] | CENTER | 12909 | 6000 | 30900 | 12909 | 6000 | 32400 | 0 | 0 | 1 |  |  |  | ZP_ZP |  |  |  | 1500 |  | 300 | 300 | [12 empty] | NONE | [21 empty] | INLET |  | OUTLET | [13 empty] | AI-0084 | Straight Duct | Straight Duct | 1 | EA | AUTO |  |  |  | review=Detected straight duct marker without a nearby duct size. / Missing confirmed duct dimensions. / Straight duct has no confirmed centerline length or coordinates. / Emitted as review-only NOTE row because PDF text does not prove the full 3D DATA contract. | Lay out.pdf page 2, line 407 | 0.32 | APPROVED
DATA | 850 | PDF-P02 |  |  |  |  | AI0085 |  |  |  |  | STRAIGHT | STRAIGHT_UNKNOWN |  | RECT | [5 empty] | CENTER | 12909 | 6000 | 32400 | 12909 | 6000 | 33900 | 0 | 0 | 1 |  |  |  | ZP_ZP |  |  |  | 1500 |  | 300 | 300 | [12 empty] | NONE | [21 empty] | INLET |  | OUTLET | [13 empty] | AI-0085 | Straight Duct | Straight Duct | 1 | EA | AUTO |  |  |  | review=Detected straight duct marker without a nearby duct size. / Missing confirmed duct dimensions. / Straight duct has no confirmed centerline length or coordinates. / Emitted as review-only NOTE row because PDF text does not prove the full 3D DATA contract. | Lay out.pdf page 2, line 411 | 0.32 | APPROVED
DATA | 860 | PDF-P02 |  | SR |  |  | AI0086 |  |  |  |  | STRAIGHT | STRAIGHT_RECT |  | RECT | [5 empty] | CENTER | 12909 | 6000 | 33900 | 12909 | 6000 | 35400 | 0 | 0 | 1 |  |  |  | ZP_ZP |  |  |  | 1500 |  | 14 | 8 |  |  |  | 14 | 8 |  | 14 | 8 |  |  |  |  | NONE | [21 empty] | INLET |  | OUTLET | [13 empty] | AI-0086 | Straight Duct | Straight Duct | 1 | EA | AUTO |  |  |  | service=SR ¦ printed_size=14x8 in ¦ review=Straight duct has no confirmed centerline length or coordinates. / Emitted as review-only NOTE row because PDF text does not prove the full 3D DATA contract. ¦ airflow=500 CFM | Lay out.pdf page 2, line 415 | 0.77 | APPROVED
DATA | 870 | PDF-P02 |  | SR |  |  | AI0087 |  |  |  |  | STRAIGHT | STRAIGHT_RECT |  | RECT | [5 empty] | CENTER | 12909 | 6000 | 35400 | 12909 | 6000 | 36900 | 0 | 0 | 1 |  |  |  | ZP_ZP |  |  |  | 1500 |  | 14 | 8 |  |  |  | 14 | 8 |  | 14 | 8 |  |  |  |  | NONE | [21 empty] | INLET |  | OUTLET | [13 empty] | AI-0087 | Straight Duct | Straight Duct | 1 | EA | AUTO |  |  |  | service=SR ¦ printed_size=14x8 in ¦ review=Straight duct has no confirmed centerline length or coordinates. / Emitted as review-only NOTE row because PDF text does not prove the full 3D DATA contract. ¦ airflow=500 CFM | Lay out.pdf page 2, line 419 | 0.77 | APPROVED
DATA | 880 | PDF-P02 |  | SA |  |  | AI0088 |  |  |  |  | STRAIGHT | STRAIGHT_RECT |  | RECT | [5 empty] | CENTER | 12909 | 6000 | 36900 | 12909 | 6000 | 38400 | 0 | 0 | 1 |  |  |  | ZP_ZP |  |  |  | 1500 |  | 24 | 14 |  |  |  | 24 | 14 |  | 24 | 14 |  |  |  |  | NONE | [21 empty] | INLET |  | OUTLET | [13 empty] | AI-0088 | Straight Duct | Straight Duct | 1 | EA | AUTO |  |  |  | service=SA ¦ printed_size=24x14 in ¦ review=Straight duct has no confirmed centerline length or coordinates. / Emitted as review-only NOTE row because PDF text does not prove the full 3D DATA contract. ¦ airflow=500 CFM ¦ TOD=153'-10" | Lay out.pdf page 2, line 422 | 0.82 | APPROVED
DATA | 890 | PDF-P02 |  | SA |  |  | AI0089 |  |  |  |  | STRAIGHT | STRAIGHT_RECT |  | RECT | [5 empty] | CENTER | 12909 | 6000 | 38400 | 12909 | 6000 | 39900 | 0 | 0 | 1 |  |  |  | ZP_ZP |  |  |  | 1500 |  | 8 | 14 |  |  |  | 8 | 14 |  | 8 | 14 |  |  |  |  | NONE | [21 empty] | INLET |  | OUTLET | [13 empty] | AI-0089 | Straight Duct | Straight Duct | 1 | EA | AUTO |  |  |  | service=SA ¦ printed_size=8x14 in ¦ review=Straight duct has no confirmed centerline length or coordinates. / Emitted as review-only NOTE row because PDF text does not prove the full 3D DATA contract. ¦ TOD=153'-10" | Lay out.pdf page 2, line 424 | 0.77 | APPROVED
DATA | 900 | PDF-P02 |  |  |  |  | AI0090 |  |  |  |  | FITTING | ELBOW_UNKNOWN |  | RECT | [5 empty] | CENTER | 12909 | 6000 | 40200 |  |  |  | 1 | 0 | 0 |  |  |  | ZP_XP | [5 empty] | 300 | 300 | [12 empty] | ELBOW | [21 empty] | INLET |  | OUTLET | [13 empty] | AI-0090 | Elbow Duct Fitting | Elbow Duct Fitting | 1 | EA | AUTO |  |  |  | review=Detected fitting text without a nearby duct size. / Missing confirmed duct dimensions. / Emitted as review-only NOTE row because PDF text does not prove the full 3D DATA contract. | Lay out.pdf page 2, line 428 | 0.35 | APPROVED
DATA | 910 | PDF-P02 |  | SR |  |  | AI0091 |  |  |  |  | STRAIGHT | STRAIGHT_RECT |  | RECT | [5 empty] | CENTER | 13209 | 6000 | 40200 | 14709 | 6000 | 40200 | 1 | 0 | 0 |  |  |  | XP_XP |  |  |  | 1500 |  | 8 | 14 |  |  |  | 8 | 14 |  | 8 | 14 |  |  |  |  | NONE | [21 empty] | INLET |  | OUTLET | [13 empty] | AI-0091 | Straight Duct | Straight Duct | 1 | EA | AUTO |  |  |  | service=SR ¦ printed_size=8x14 in ¦ review=Straight duct has no confirmed centerline length or coordinates. / Emitted as review-only NOTE row because PDF text does not prove the full 3D DATA contract. ¦ TOD=145'-9" | Lay out.pdf page 2, line 433 | 0.77 | APPROVED
DATA | 920 | PDF-P02 |  | SA |  |  | AI0092 |  |  |  |  | FITTING | ELBOW_RECT |  | RECT | [5 empty] | CENTER | 14717 | 6000 | 40200 |  |  |  | 0 | 0 | 1 |  |  |  | XP_ZP | [5 empty] | 8 | 14 |  |  |  | 8 | 14 |  | 8 | 14 |  |  |  |  | ELBOW | [21 empty] | INLET |  | OUTLET | [13 empty] | AI-0092 | Elbow Duct Fitting | Elbow Duct Fitting | 1 | EA | AUTO |  |  |  | service=SA ¦ printed_size=8x14 in ¦ review=Fitting token was associated from nearby PDF text context; verify grouping. / Emitted as review-only NOTE row because PDF text does not prove the full 3D DATA contract. ¦ TOD=145'-9" | Lay out.pdf page 2, line 437 | 0.8 | APPROVED
DATA | 930 | PDF-P02 |  |  |  |  | AI0093 |  |  |  |  | FITTING | ELBOW_UNKNOWN |  | RECT | [5 empty] | CENTER | 14717 | 6000 | 40508 |  |  |  | 1 | 0 | 0 |  |  |  | ZP_XP | [5 empty] | 300 | 300 | [12 empty] | ELBOW | [21 empty] | INLET |  | OUTLET | [13 empty] | AI-0093 | Elbow Duct Fitting | Elbow Duct Fitting | 1 | EA | AUTO |  |  |  | review=Detected fitting text without a nearby duct size. / Missing confirmed duct dimensions. / Emitted as review-only NOTE row because PDF text does not prove the full 3D DATA contract. | Lay out.pdf page 2, line 440 | 0.35 | APPROVED
DATA | 940 | PDF-P02 |  | SA |  |  | AI0094 |  |  |  |  | STRAIGHT | STRAIGHT_RECT |  | RECT | [5 empty] | CENTER | 15017 | 6000 | 40508 | 16517 | 6000 | 40508 | 1 | 0 | 0 |  |  |  | XP_XP |  |  |  | 1500 |  | 14 | 16 |  |  |  | 14 | 16 |  | 14 | 16 |  |  |  |  | NONE | [21 empty] | INLET |  | OUTLET | [13 empty] | AI-0094 | Straight Duct | Straight Duct | 1 | EA | AUTO |  |  |  | service=SA ¦ printed_size=14x16 in ¦ review=Straight duct has no confirmed centerline length or coordinates. / Emitted as review-only NOTE row because PDF text does not prove the full 3D DATA contract. ¦ TOD=153'-10" | Lay out.pdf page 2, line 444 | 0.77 | APPROVED
DATA | 950 | PDF-P02 |  |  |  |  | AI0095 |  |  |  |  | FITTING | ELBOW_UNKNOWN |  | RECT | [5 empty] | CENTER | 16817 | 6000 | 40508 |  |  |  | 0 | 0 | 1 |  |  |  | XP_ZP | [5 empty] | 300 | 300 | [12 empty] | ELBOW | [21 empty] | INLET |  | OUTLET | [13 empty] | AI-0095 | Elbow Duct Fitting | Elbow Duct Fitting | 1 | EA | AUTO |  |  |  | review=Detected fitting text without a nearby duct size. / Missing confirmed duct dimensions. / Emitted as review-only NOTE row because PDF text does not prove the full 3D DATA contract. | Lay out.pdf page 2, line 459 | 0.35 | APPROVED
DATA | 960 | PDF-P02 |  | SA |  |  | AI0096 |  |  |  |  | STRAIGHT | STRAIGHT_RECT |  | RECT | [5 empty] | CENTER | 16817 | 6000 | 40808 | 16817 | 6000 | 42308 | 0 | 0 | 1 |  |  |  | ZP_ZP |  |  |  | 1500 |  | 24 | 14 |  |  |  | 24 | 14 |  | 24 | 14 |  |  |  |  | NONE | [21 empty] | INLET |  | OUTLET | [13 empty] | AI-0096 | Straight Duct | Straight Duct | 1 | EA | AUTO |  |  |  | service=SA ¦ printed_size=24x14 in ¦ review=Straight duct has no confirmed centerline length or coordinates. / Emitted as review-only NOTE row because PDF text does not prove the full 3D DATA contract. ¦ airflow=3700 CFM ¦ TOD=154'-4" | Lay out.pdf page 2, line 475 | 0.82 | APPROVED
DATA | 970 | PDF-P02 |  |  |  |  | AI0097 |  |  |  |  | STRAIGHT | STRAIGHT_UNKNOWN |  | RECT | [5 empty] | CENTER | 16817 | 6000 | 42308 | 16817 | 6000 | 43808 | 0 | 0 | 1 |  |  |  | ZP_ZP |  |  |  | 1500 |  | 300 | 300 | [12 empty] | NONE | [21 empty] | INLET |  | OUTLET | [13 empty] | AI-0097 | Straight Duct | Straight Duct | 1 | EA | AUTO |  |  |  | review=Detected straight duct marker without a nearby duct size. / Missing confirmed duct dimensions. / Straight duct has no confirmed centerline length or coordinates. / Emitted as review-only NOTE row because PDF text does not prove the full 3D DATA contract. | Lay out.pdf page 2, line 482 | 0.32 | APPROVED
DATA | 980 | PDF-P02 |  | SA |  |  | AI0098 |  |  |  |  | STRAIGHT | STRAIGHT_RECT |  | RECT | [5 empty] | CENTER | 16817 | 6000 | 43808 | 16817 | 6000 | 45308 | 0 | 0 | 1 |  |  |  | ZP_ZP |  |  |  | 1500 |  | 8 | 8 |  |  |  | 8 | 8 |  | 8 | 8 |  |  |  |  | NONE | [21 empty] | INLET |  | OUTLET | [13 empty] | AI-0098 | Straight Duct | Straight Duct | 1 | EA | AUTO |  |  |  | service=SA ¦ printed_size=8x8 in ¦ review=Straight duct has no confirmed centerline length or coordinates. / Emitted as review-only NOTE row because PDF text does not prove the full 3D DATA contract. ¦ TOD=141'-11" | Lay out.pdf page 2, line 483 | 0.77 | APPROVED
DATA | 990 | PDF-P02 |  |  |  |  | AI0099 |  |  |  |  | FITTING | ELBOW_UNKNOWN |  | RECT | [5 empty] | CENTER | 16817 | 6000 | 45608 |  |  |  | 1 | 0 | 0 |  |  |  | ZP_XP | [5 empty] | 300 | 300 | [12 empty] | ELBOW | [21 empty] | INLET |  | OUTLET | [13 empty] | AI-0099 | Elbow Duct Fitting | Elbow Duct Fitting | 1 | EA | AUTO |  |  |  | review=Detected fitting text without a nearby duct size. / Missing confirmed duct dimensions. / Emitted as review-only NOTE row because PDF text does not prove the full 3D DATA contract. | Lay out.pdf page 2, line 486 | 0.35 | APPROVED
DATA | 1000 | PDF-P02 |  |  |  |  | AI0100 |  |  |  |  | STRAIGHT | STRAIGHT_UNKNOWN |  | RECT | [5 empty] | CENTER | 17117 | 6000 | 45608 | 18617 | 6000 | 45608 | 1 | 0 | 0 |  |  |  | XP_XP |  |  |  | 1500 |  | 300 | 300 | [12 empty] | NONE | [21 empty] | INLET |  | OUTLET | [13 empty] | AI-0100 | Straight Duct | Straight Duct | 1 | EA | AUTO |  |  |  | review=Detected straight duct marker without a nearby duct size. / Missing confirmed duct dimensions. / Straight duct has no confirmed centerline length or coordinates. / Emitted as review-only NOTE row because PDF text does not prove the full 3D DATA contract. | Lay out.pdf page 2, line 487 | 0.32 | APPROVED
DATA | 1010 | PDF-P02 |  |  |  |  | AI0101 |  |  |  |  | FITTING | WYE_UNKNOWN |  | RECT | [5 empty] | CENTER | 18992 | 6000 | 45608 |  |  |  | 1 | 0 | 0 |  |  |  | XP_XP_BRANCH_YP | [5 empty] | 300 | 300 | [9 empty] | 300 | 300 |  | WYE |  | 90 | [19 empty] | INLET |  | OUTLET | [13 empty] | AI-0101 | Wye Duct Fitting | Wye Duct Fitting | 1 | EA | AUTO |  |  |  | review=Detected fitting text without a nearby duct size. / Missing confirmed duct dimensions. / Branch fitting needs confirmed branch port geometry before DATA export. / Emitted as review-only NOTE row because PDF text does not prove the full 3D DATA contract. | Lay out.pdf page 2, line 489 | 0.35 | APPROVED
DATA | 1020 | PDF-P02 |  | SR |  |  | AI0102 |  |  |  |  | FITTING | WYE_RECT |  | RECT | [5 empty] | CENTER | 19567 | 6000 | 45608 |  |  |  | 1 | 0 | 0 |  |  |  | XP_XP_BRANCH_YP | [5 empty] | 16 | 8 |  |  |  | 16 | 8 |  | 16 | 8 |  | 16 | 8 |  | WYE |  | 90 | [19 empty] | INLET |  | OUTLET | [13 empty] | AI-0102 | Wye Duct Fitting | Wye Duct Fitting | 1 | EA | AUTO |  |  |  | service=SR ¦ printed_size=16x8 in ¦ review=Fitting token was associated from nearby PDF text context; verify grouping. / Branch fitting needs confirmed branch port geometry before DATA export. / Emitted as review-only NOTE row because PDF text does not prove the full 3D DATA contract. ¦ airflow=500 CFM ¦ TOD=153'-10" | Lay out.pdf page 2, line 492 | 0.85 | APPROVED
DATA | 1030 | PDF-P02 |  | SA |  |  | AI0103 |  |  |  |  | STRAIGHT | STRAIGHT_RECT |  | RECT | [5 empty] | CENTER | 19767 | 6000 | 45608 | 19781 | 6000 | 45608 | 1 | 0 | 0 |  |  |  | XP_XP |  |  |  | 14 | 14 | 22 | 16 |  |  |  | 22 | 16 |  | 22 | 16 |  |  |  |  | NONE | [21 empty] | INLET |  | OUTLET | [13 empty] | AI-0103 | Straight Duct | Straight Duct | 1 | EA | AUTO |  |  |  | service=SA ¦ printed_size=22x16 in ¦ review=Straight length was associated from nearby PDF text context; verify grouping. / Emitted as review-only NOTE row because PDF text does not prove the full 3D DATA contract. ¦ airflow=500 CFM ¦ TOD=153'-10" | Lay out.pdf page 2, line 494 | 0.87 | APPROVED
DATA | 1040 | PDF-P02 |  |  |  |  | AI0104 |  |  |  |  | STRAIGHT | STRAIGHT_UNKNOWN |  | RECT | [5 empty] | CENTER | 19781 | 6000 | 45608 | 21281 | 6000 | 45608 | 1 | 0 | 0 |  |  |  | XP_XP |  |  |  | 1500 |  | 300 | 300 | [12 empty] | NONE | [21 empty] | INLET |  | OUTLET | [13 empty] | AI-0104 | Straight Duct | Straight Duct | 1 | EA | AUTO |  |  |  | review=Detected straight duct marker without a nearby duct size. / Missing confirmed duct dimensions. / Straight duct has no confirmed centerline length or coordinates. / Emitted as review-only NOTE row because PDF text does not prove the full 3D DATA contract. | Lay out.pdf page 2, line 496 | 0.32 | APPROVED
DATA | 1050 | PDF-P02 |  |  |  |  | AI0105 |  |  |  |  | FITTING | WYE_UNKNOWN |  | RECT | [5 empty] | CENTER | 21656 | 6000 | 45608 |  |  |  | 1 | 0 | 0 |  |  |  | XP_XP_BRANCH_YP | [5 empty] | 300 | 300 | [9 empty] | 300 | 300 |  | WYE |  | 90 | [19 empty] | INLET |  | OUTLET | [13 empty] | AI-0105 | Wye Duct Fitting | Wye Duct Fitting | 1 | EA | AUTO |  |  |  | review=Detected fitting text without a nearby duct size. / Missing confirmed duct dimensions. / Branch fitting needs confirmed branch port geometry before DATA export. / Emitted as review-only NOTE row because PDF text does not prove the full 3D DATA contract. | Lay out.pdf page 2, line 498 | 0.35 | APPROVED
DATA | 1060 | PDF-P02 |  |  |  |  | AI0106 |  |  |  |  | FITTING | WYE_UNKNOWN |  | RECT | [5 empty] | CENTER | 22406 | 6000 | 45608 |  |  |  | 1 | 0 | 0 |  |  |  | XP_XP_BRANCH_YP | [5 empty] | 300 | 300 | [9 empty] | 300 | 300 |  | WYE |  | 90 | [19 empty] | INLET |  | OUTLET | [13 empty] | AI-0106 | Wye Duct Fitting | Wye Duct Fitting | 1 | EA | AUTO |  |  |  | review=Detected fitting text without a nearby duct size. / Missing confirmed duct dimensions. / Branch fitting needs confirmed branch port geometry before DATA export. / Emitted as review-only NOTE row because PDF text does not prove the full 3D DATA contract. | Lay out.pdf page 2, line 500 | 0.35 | APPROVED
DATA | 1070 | PDF-P02 |  |  |  |  | AI0107 |  |  |  |  | FITTING | ELBOW_UNKNOWN |  | RECT | [5 empty] | CENTER | 23081 | 6000 | 45608 |  |  |  | 0 | 0 | 1 |  |  |  | XP_ZP | [5 empty] | 300 | 300 | [12 empty] | ELBOW | [21 empty] | INLET |  | OUTLET | [13 empty] | AI-0107 | Elbow Duct Fitting | Elbow Duct Fitting | 1 | EA | AUTO |  |  |  | review=Detected fitting text without a nearby duct size. / Missing confirmed duct dimensions. / Emitted as review-only NOTE row because PDF text does not prove the full 3D DATA contract. | Lay out.pdf page 2, line 503 | 0.35 | APPROVED
DATA | 1080 | PDF-P02 |  |  |  |  | AI0108 |  |  |  |  | FITTING | ELBOW_UNKNOWN |  | RECT | [5 empty] | CENTER | 23081 | 6000 | 46208 |  |  |  | 1 | 0 | 0 |  |  |  | ZP_XP | [5 empty] | 300 | 300 | [12 empty] | ELBOW | [21 empty] | INLET |  | OUTLET | [13 empty] | AI-0108 | Elbow Duct Fitting | Elbow Duct Fitting | 1 | EA | AUTO |  |  |  | review=Detected fitting text without a nearby duct size. / Missing confirmed duct dimensions. / Emitted as review-only NOTE row because PDF text does not prove the full 3D DATA contract. | Lay out.pdf page 2, line 506 | 0.35 | APPROVED
DATA | 1090 | PDF-P02 |  |  |  |  | AI0109 |  |  |  |  | STRAIGHT | STRAIGHT_UNKNOWN |  | RECT | [5 empty] | CENTER | 23381 | 6000 | 46208 | 24881 | 6000 | 46208 | 1 | 0 | 0 |  |  |  | XP_XP |  |  |  | 1500 |  | 300 | 300 | [12 empty] | NONE | [21 empty] | INLET |  | OUTLET | [13 empty] | AI-0109 | Straight Duct | Straight Duct | 1 | EA | AUTO |  |  |  | review=Detected straight duct marker without a nearby duct size. / Missing confirmed duct dimensions. / Straight duct has no confirmed centerline length or coordinates. / Emitted as review-only NOTE row because PDF text does not prove the full 3D DATA contract. | Lay out.pdf page 2, line 507 | 0.32 | APPROVED
DATA | 1100 | PDF-P02 |  | SR |  |  | AI0110 |  |  |  |  | FITTING | ELBOW_RECT |  | RECT | [5 empty] | CENTER | 24889 | 6000 | 46208 |  |  |  | 0 | 0 | 1 |  |  |  | XP_ZP | [5 empty] | 8 | 14 |  |  |  | 8 | 14 |  | 8 | 14 |  |  |  |  | ELBOW | [21 empty] | INLET |  | OUTLET | [13 empty] | AI-0110 | Elbow Duct Fitting | Elbow Duct Fitting | 1 | EA | AUTO |  |  |  | service=SR ¦ printed_size=8x14 in ¦ review=Fitting token was associated from nearby PDF text context; verify grouping. / Emitted as review-only NOTE row because PDF text does not prove the full 3D DATA contract. ¦ airflow=500 CFM | Lay out.pdf page 2, line 514 | 0.8 | APPROVED
DATA | 1110 | PDF-P02 |  |  |  |  | AI0111 |  |  |  |  | FITTING | ELBOW_UNKNOWN |  | RECT | [5 empty] | CENTER | 24889 | 6000 | 46516 |  |  |  | 1 | 0 | 0 |  |  |  | ZP_XP | [5 empty] | 300 | 300 | [12 empty] | ELBOW | [21 empty] | INLET |  | OUTLET | [13 empty] | AI-0111 | Elbow Duct Fitting | Elbow Duct Fitting | 1 | EA | AUTO |  |  |  | review=Detected fitting text without a nearby duct size. / Missing confirmed duct dimensions. / Emitted as review-only NOTE row because PDF text does not prove the full 3D DATA contract. | Lay out.pdf page 2, line 517 | 0.35 | APPROVED
DATA | 1120 | PDF-P02 |  | SA |  |  | AI0112 |  |  |  |  | FITTING | ELBOW_RECT |  | RECT | [5 empty] | CENTER | 25213 | 6000 | 46516 |  |  |  | 0 | 0 | 1 |  |  |  | XP_ZP | [5 empty] | 24 | 14 |  |  |  | 24 | 14 |  | 24 | 14 |  |  |  |  | ELBOW | [21 empty] | INLET |  | OUTLET | [13 empty] | AI-0112 | Elbow Duct Fitting | Elbow Duct Fitting | 1 | EA | AUTO |  |  |  | service=SA ¦ printed_size=24x14 in ¦ review=Fitting token was associated from nearby PDF text context; verify grouping. / Emitted as review-only NOTE row because PDF text does not prove the full 3D DATA contract. ¦ TOD=153'-10" | Lay out.pdf page 2, line 520 | 0.8 | APPROVED
DATA | 1130 | PDF-P02 |  |  |  |  | AI0113 |  |  |  |  | FITTING | ELBOW_UNKNOWN |  | RECT | [5 empty] | CENTER | 25213 | 6000 | 46840 |  |  |  | 1 | 0 | 0 |  |  |  | ZP_XP | [5 empty] | 300 | 300 | [12 empty] | ELBOW | [21 empty] | INLET |  | OUTLET | [13 empty] | AI-0113 | Elbow Duct Fitting | Elbow Duct Fitting | 1 | EA | AUTO |  |  |  | review=Detected fitting text without a nearby duct size. / Missing confirmed duct dimensions. / Emitted as review-only NOTE row because PDF text does not prove the full 3D DATA contract. | Lay out.pdf page 2, line 525 | 0.35 | APPROVED
DATA | 1140 | PDF-P02 |  |  |  |  | AI0114 |  |  |  |  | FITTING | ELBOW_UNKNOWN |  | RECT | [5 empty] | CENTER | 25813 | 6000 | 46840 |  |  |  | 0 | 0 | 1 |  |  |  | XP_ZP | [5 empty] | 300 | 300 | [12 empty] | ELBOW | [21 empty] | INLET |  | OUTLET | [13 empty] | AI-0114 | Elbow Duct Fitting | Elbow Duct Fitting | 1 | EA | AUTO |  |  |  | review=Detected fitting text without a nearby duct size. / Missing confirmed duct dimensions. / Emitted as review-only NOTE row because PDF text does not prove the full 3D DATA contract. | Lay out.pdf page 2, line 528 | 0.35 | APPROVED
DATA | 1150 | PDF-P02 |  |  |  |  | AI0115 |  |  |  |  | FITTING | WYE_UNKNOWN |  | RECT | [5 empty] | CENTER | 25813 | 6000 | 47515 |  |  |  | 0 | 0 | 1 |  |  |  | ZP_ZP_BRANCH_YP | [5 empty] | 300 | 300 | [9 empty] | 300 | 300 |  | WYE |  | 90 | [19 empty] | INLET |  | OUTLET | [13 empty] | AI-0115 | Wye Duct Fitting | Wye Duct Fitting | 1 | EA | AUTO |  |  |  | review=Detected fitting text without a nearby duct size. / Missing confirmed duct dimensions. / Branch fitting needs confirmed branch port geometry before DATA export. / Emitted as review-only NOTE row because PDF text does not prove the full 3D DATA contract. | Lay out.pdf page 2, line 531 | 0.35 | APPROVED
DATA | 1160 | PDF-P02 |  |  |  |  | AI0116 |  |  |  |  | FITTING | WYE_UNKNOWN |  | RECT | [5 empty] | CENTER | 25813 | 6000 | 48265 |  |  |  | 0 | 0 | 1 |  |  |  | ZP_ZP_BRANCH_YP | [5 empty] | 300 | 300 | [9 empty] | 300 | 300 |  | WYE |  | 90 | [19 empty] | INLET |  | OUTLET | [13 empty] | AI-0116 | Wye Duct Fitting | Wye Duct Fitting | 1 | EA | AUTO |  |  |  | review=Detected fitting text without a nearby duct size. / Missing confirmed duct dimensions. / Branch fitting needs confirmed branch port geometry before DATA export. / Emitted as review-only NOTE row because PDF text does not prove the full 3D DATA contract. | Lay out.pdf page 2, line 533 | 0.35 | APPROVED
DATA | 1170 | PDF-P02 |  |  |  |  | AI0117 |  |  |  |  | FITTING | ELBOW_UNKNOWN |  | RECT | [5 empty] | CENTER | 25813 | 6000 | 48940 |  |  |  | 1 | 0 | 0 |  |  |  | ZP_XP | [5 empty] | 300 | 300 | [12 empty] | ELBOW | [21 empty] | INLET |  | OUTLET | [13 empty] | AI-0117 | Elbow Duct Fitting | Elbow Duct Fitting | 1 | EA | AUTO |  |  |  | review=Detected fitting text without a nearby duct size. / Missing confirmed duct dimensions. / Emitted as review-only NOTE row because PDF text does not prove the full 3D DATA contract. | Lay out.pdf page 2, line 535 | 0.35 | APPROVED
DATA | 1180 | PDF-P02 |  |  |  |  | AI0118 |  |  |  |  | STRAIGHT | STRAIGHT_UNKNOWN |  | RECT | [5 empty] | CENTER | 26113 | 6000 | 48940 | 27613 | 6000 | 48940 | 1 | 0 | 0 |  |  |  | XP_XP |  |  |  | 1500 |  | 300 | 300 | [12 empty] | NONE | [21 empty] | INLET |  | OUTLET | [13 empty] | AI-0118 | Straight Duct | Straight Duct | 1 | EA | AUTO |  |  |  | review=Detected straight duct marker without a nearby duct size. / Missing confirmed duct dimensions. / Straight duct has no confirmed centerline length or coordinates. / Emitted as review-only NOTE row because PDF text does not prove the full 3D DATA contract. | Lay out.pdf page 2, line 536 | 0.32 | APPROVED
DATA | 1190 | PDF-P02 |  |  |  |  | AI0119 |  |  |  |  | STRAIGHT | STRAIGHT_UNKNOWN |  | RECT | [5 empty] | CENTER | 27613 | 6000 | 48940 | 29113 | 6000 | 48940 | 1 | 0 | 0 |  |  |  | XP_XP |  |  |  | 1500 |  | 300 | 300 | [12 empty] | NONE | [21 empty] | INLET |  | OUTLET | [13 empty] | AI-0119 | Straight Duct | Straight Duct | 1 | EA | AUTO |  |  |  | review=Detected straight duct marker without a nearby duct size. / Missing confirmed duct dimensions. / Straight duct has no confirmed centerline length or coordinates. / Emitted as review-only NOTE row because PDF text does not prove the full 3D DATA contract. | Lay out.pdf page 2, line 537 | 0.32 | APPROVED
DATA | 1200 | PDF-P02 |  | SR |  |  | AI0120 |  |  |  |  | STRAIGHT | STRAIGHT_RECT |  | RECT | [5 empty] | CENTER | 29113 | 6000 | 48940 | 30613 | 6000 | 48940 | 1 | 0 | 0 |  |  |  | XP_XP |  |  |  | 1500 |  | 8 | 8 |  |  |  | 8 | 8 |  | 8 | 8 |  |  |  |  | NONE | [21 empty] | INLET |  | OUTLET | [13 empty] | AI-0120 | Straight Duct | Straight Duct | 1 | EA | AUTO |  |  |  | service=SR ¦ printed_size=8x8 in ¦ review=Straight duct has no confirmed centerline length or coordinates. / Emitted as review-only NOTE row because PDF text does not prove the full 3D DATA contract. ¦ airflow=500 CFM | Lay out.pdf page 2, line 540 | 0.77 | APPROVED
DATA | 1210 | PDF-P02 |  |  |  |  | AI0121 |  |  |  |  | FITTING | ELBOW_UNKNOWN |  | RECT | [5 empty] | CENTER | 30913 | 6000 | 48940 |  |  |  | 0 | 0 | 1 |  |  |  | XP_ZP | [5 empty] | 300 | 300 | [12 empty] | ELBOW | [21 empty] | INLET |  | OUTLET | [13 empty] | AI-0121 | Elbow Duct Fitting | Elbow Duct Fitting | 1 | EA | AUTO |  |  |  | review=Detected fitting text without a nearby duct size. / Missing confirmed duct dimensions. / Emitted as review-only NOTE row because PDF text does not prove the full 3D DATA contract. | Lay out.pdf page 2, line 543 | 0.35 | APPROVED
DATA | 1220 | PDF-P02 |  |  |  |  | AI0122 |  |  |  |  | FITTING | ELBOW_UNKNOWN |  | RECT | [5 empty] | CENTER | 30913 | 6000 | 49540 |  |  |  | 1 | 0 | 0 |  |  |  | ZP_XP | [5 empty] | 300 | 300 | [12 empty] | ELBOW | [21 empty] | INLET |  | OUTLET | [13 empty] | AI-0122 | Elbow Duct Fitting | Elbow Duct Fitting | 1 | EA | AUTO |  |  |  | review=Detected fitting text without a nearby duct size. / Missing confirmed duct dimensions. / Emitted as review-only NOTE row because PDF text does not prove the full 3D DATA contract. | Lay out.pdf page 2, line 545 | 0.35 | APPROVED
DATA | 1230 | PDF-P02 |  | SR |  |  | AI0123 |  |  |  |  | FITTING | ELBOW_RECT |  | RECT | [5 empty] | CENTER | 31221 | 6000 | 49540 |  |  |  | 0 | 0 | 1 |  |  |  | XP_ZP | [5 empty] | 8 | 16 |  |  |  | 8 | 16 |  | 8 | 16 |  |  |  |  | ELBOW | [21 empty] | INLET |  | OUTLET | [13 empty] | AI-0123 | Elbow Duct Fitting | Elbow Duct Fitting | 1 | EA | AUTO |  |  |  | service=SR ¦ printed_size=8x16 in ¦ review=Fitting token was associated from nearby PDF text context; verify grouping. / Emitted as review-only NOTE row because PDF text does not prove the full 3D DATA contract. ¦ airflow=500 CFM | Lay out.pdf page 2, line 552 | 0.8 | APPROVED
DATA | 1240 | PDF-P02 |  |  |  |  | AI0124 |  |  |  |  | FITTING | ELBOW_UNKNOWN |  | RECT | [5 empty] | CENTER | 31221 | 6000 | 49848 |  |  |  | 1 | 0 | 0 |  |  |  | ZP_XP | [5 empty] | 300 | 300 | [12 empty] | ELBOW | [21 empty] | INLET |  | OUTLET | [13 empty] | AI-0124 | Elbow Duct Fitting | Elbow Duct Fitting | 1 | EA | AUTO |  |  |  | review=Detected fitting text without a nearby duct size. / Missing confirmed duct dimensions. / Emitted as review-only NOTE row because PDF text does not prove the full 3D DATA contract. | Lay out.pdf page 2, line 555 | 0.35 | APPROVED
DATA | 1250 | PDF-P02 |  |  |  |  | AI0125 |  |  |  |  | FITTING | ELBOW_UNKNOWN |  | RECT | [5 empty] | CENTER | 31821 | 6000 | 49848 |  |  |  | 0 | 0 | 1 |  |  |  | XP_ZP | [5 empty] | 300 | 300 | [12 empty] | ELBOW | [21 empty] | INLET |  | OUTLET | [13 empty] | AI-0125 | Elbow Duct Fitting | Elbow Duct Fitting | 1 | EA | AUTO |  |  |  | review=Detected fitting text without a nearby duct size. / Missing confirmed duct dimensions. / Emitted as review-only NOTE row because PDF text does not prove the full 3D DATA contract. | Lay out.pdf page 2, line 558 | 0.35 | APPROVED
DATA | 1260 | PDF-P02 |  | SA |  |  | AI0126 |  |  |  |  | STRAIGHT | STRAIGHT_RECT |  | RECT | [5 empty] | CENTER | 31821 | 6000 | 50148 | 31821 | 6000 | 51648 | 0 | 0 | 1 |  |  |  | ZP_ZP |  |  |  | 1500 |  | 16 | 22 |  |  |  | 16 | 22 |  | 16 | 22 |  |  |  |  | NONE | [21 empty] | INLET |  | OUTLET | [13 empty] | AI-0126 | Straight Duct | Straight Duct | 1 | EA | AUTO |  |  |  | service=SA ¦ printed_size=16x22 in ¦ review=Straight duct has no confirmed centerline length or coordinates. / Emitted as review-only NOTE row because PDF text does not prove the full 3D DATA contract. ¦ TOD=153'-10" | Lay out.pdf page 2, line 563 | 0.77 | APPROVED
DATA | 1270 | PDF-P02 |  | SA |  |  | AI0127 |  |  |  |  | STRAIGHT | STRAIGHT_RECT |  | RECT | [5 empty] | CENTER | 31821 | 6000 | 51648 | 31821 | 6000 | 53148 | 0 | 0 | 1 |  |  |  | ZP_ZP |  |  |  | 1500 |  | 8 | 8 |  |  |  | 8 | 8 |  | 8 | 8 |  |  |  |  | NONE | [21 empty] | INLET |  | OUTLET | [13 empty] | AI-0127 | Straight Duct | Straight Duct | 1 | EA | AUTO |  |  |  | service=SA ¦ printed_size=8x8 in ¦ review=Straight duct has no confirmed centerline length or coordinates. / Emitted as review-only NOTE row because PDF text does not prove the full 3D DATA contract. ¦ TOD=147'-5" | Lay out.pdf page 2, line 571 | 0.77 | APPROVED
DATA | 1280 | PDF-P03 |  | SA |  |  | AI0128 |  |  |  |  | STRAIGHT | STRAIGHT_RECT |  | RECT | [5 empty] | CENTER | 0 | 12000 | 3000 | 1500 | 12000 | 3000 | 1 | 0 | 0 |  |  |  | XP_XP |  |  |  | 1500 |  | 12 | 18 |  |  |  | 12 | 18 |  | 12 | 18 |  |  |  |  | NONE | [21 empty] | INLET |  | OUTLET | [13 empty] | AI-0128 | Straight Duct | Straight Duct | 1 | EA | AUTO |  |  |  | service=SA ¦ printed_size=12x18 in ¦ review=Straight duct has no confirmed centerline length or coordinates. / Emitted as review-only NOTE row because PDF text does not prove the full 3D DATA contract. ¦ airflow=4500 CFM ¦ TOD=156'-1" | Lay out.pdf page 3, line 56 | 0.82 | APPROVED
DATA | 1290 | PDF-P03 |  |  |  |  | AI0129 |  |  |  |  | FITTING | ELBOW_UNKNOWN |  | RECT | [5 empty] | CENTER | 1800 | 12000 | 3000 |  |  |  | 0 | 0 | 1 |  |  |  | XP_ZP | [5 empty] | 300 | 300 | [12 empty] | ELBOW | [21 empty] | INLET |  | OUTLET | [13 empty] | AI-0129 | Elbow Duct Fitting | Elbow Duct Fitting | 1 | EA | AUTO |  |  |  | review=Detected fitting text without a nearby duct size. / Missing confirmed duct dimensions. / Emitted as review-only NOTE row because PDF text does not prove the full 3D DATA contract. | Lay out.pdf page 3, line 124 | 0.35 | APPROVED
DATA | 1300 | PDF-P03 |  | SA |  |  | AI0130 |  |  |  |  | FITTING | ELBOW_RECT |  | RECT | [5 empty] | CENTER | 1800 | 12000 | 3318 |  |  |  | 1 | 0 | 0 |  |  |  | ZP_XP | [5 empty] | 18 | 26 |  |  |  | 18 | 26 |  | 18 | 26 |  |  |  |  | ELBOW | [21 empty] | INLET |  | OUTLET | [13 empty] | AI-0130 | Elbow Duct Fitting | Elbow Duct Fitting | 1 | EA | AUTO |  |  |  | service=SA ¦ printed_size=18x26 in ¦ review=Fitting token was associated from nearby PDF text context; verify grouping. / Emitted as review-only NOTE row because PDF text does not prove the full 3D DATA contract. ¦ airflow=6000 CFM ¦ TOD=154'-7" | Lay out.pdf page 3, line 127 | 0.85 | APPROVED
DATA | 1310 | PDF-P03 |  | SA |  |  | AI0131 |  |  |  |  | STRAIGHT | STRAIGHT_RECT |  | RECT | [5 empty] | CENTER | 1818 | 12000 | 3318 | 3318 | 12000 | 3318 | 1 | 0 | 0 |  |  |  | XP_XP |  |  |  | 1500 |  | 8 | 12 |  |  |  | 8 | 12 |  | 8 | 12 |  |  |  |  | NONE | [21 empty] | INLET |  | OUTLET | [13 empty] | AI-0131 | Straight Duct | Straight Duct | 1 | EA | AUTO |  |  |  | service=SA ¦ printed_size=8x12 in ¦ review=Straight duct has no confirmed centerline length or coordinates. / Emitted as review-only NOTE row because PDF text does not prove the full 3D DATA contract. ¦ airflow=1200 CFM ¦ TOD=153'-1" | Lay out.pdf page 3, line 191 | 0.82 | APPROVED
DATA | 1320 | PDF-P03 |  |  |  |  | AI0132 |  |  |  |  | FITTING | WYE_UNKNOWN |  | RECT | [5 empty] | CENTER | 3693 | 12000 | 3318 |  |  |  | 1 | 0 | 0 |  |  |  | XP_XP_BRANCH_YP | [5 empty] | 300 | 300 | [9 empty] | 300 | 300 |  | WYE |  | 90 | [19 empty] | INLET |  | OUTLET | [13 empty] | AI-0132 | Wye Duct Fitting | Wye Duct Fitting | 1 | EA | AUTO |  |  |  | review=Detected fitting text without a nearby duct size. / Missing confirmed duct dimensions. / Branch fitting needs confirmed branch port geometry before DATA export. / Emitted as review-only NOTE row because PDF text does not prove the full 3D DATA contract. | Lay out.pdf page 3, line 198 | 0.35 | APPROVED
DATA | 1330 | PDF-P03 |  |  |  |  | AI0133 |  |  |  |  | FITTING | WYE_UNKNOWN |  | RECT | [5 empty] | CENTER | 4443 | 12000 | 3318 |  |  |  | 1 | 0 | 0 |  |  |  | XP_XP_BRANCH_YP | [5 empty] | 300 | 300 | [9 empty] | 300 | 300 |  | WYE |  | 90 | [19 empty] | INLET |  | OUTLET | [13 empty] | AI-0133 | Wye Duct Fitting | Wye Duct Fitting | 1 | EA | AUTO |  |  |  | review=Detected fitting text without a nearby duct size. / Missing confirmed duct dimensions. / Branch fitting needs confirmed branch port geometry before DATA export. / Emitted as review-only NOTE row because PDF text does not prove the full 3D DATA contract. | Lay out.pdf page 3, line 200 | 0.35 | APPROVED
DATA | 1340 | PDF-P03 |  | SA |  |  | AI0134 |  |  |  |  | FITTING | WYE_RECT |  | RECT | [5 empty] | CENTER | 5018 | 12000 | 3318 |  |  |  | 1 | 0 | 0 |  |  |  | XP_XP_BRANCH_YP | [5 empty] | 12 | 12 |  |  |  | 12 | 12 |  | 12 | 12 |  | 12 | 12 |  | WYE |  | 90 | [19 empty] | INLET |  | OUTLET | [13 empty] | AI-0134 | Wye Duct Fitting | Wye Duct Fitting | 1 | EA | AUTO |  |  |  | service=SA ¦ printed_size=12x12 in ¦ review=Fitting token was associated from nearby PDF text context; verify grouping. / Branch fitting needs confirmed branch port geometry before DATA export. / Emitted as review-only NOTE row because PDF text does not prove the full 3D DATA contract. ¦ TOD=153'-1" | Lay out.pdf page 3, line 201 | 0.8 | APPROVED
DATA | 1350 | PDF-P03 |  | SA |  |  | AI0135 |  |  |  |  | FITTING | WYE_RECT |  | RECT | [5 empty] | CENTER | 5418 | 12000 | 3318 |  |  |  | 1 | 0 | 0 |  |  |  | XP_XP_BRANCH_YP | [5 empty] | 6 | 12 |  |  |  | 6 | 12 |  | 6 | 12 |  | 6 | 12 |  | WYE |  | 90 | [19 empty] | INLET |  | OUTLET | [13 empty] | AI-0135 | Wye Duct Fitting | Wye Duct Fitting | 1 | EA | AUTO |  |  |  | service=SA ¦ printed_size=6x12 in ¦ review=Fitting token was associated from nearby PDF text context; verify grouping. / Branch fitting needs confirmed branch port geometry before DATA export. / Emitted as review-only NOTE row because PDF text does not prove the full 3D DATA contract. ¦ TOD=153'-1" | Lay out.pdf page 3, line 203 | 0.8 | APPROVED
DATA | 1360 | PDF-P03 |  | SR |  |  | AI0136 |  |  |  |  | STRAIGHT | STRAIGHT_RECT |  | RECT | [5 empty] | CENTER | 5618 | 12000 | 3318 | 7118 | 12000 | 3318 | 1 | 0 | 0 |  |  |  | XP_XP |  |  |  | 1500 |  | 6 | 12 |  |  |  | 6 | 12 |  | 6 | 12 |  |  |  |  | NONE | [21 empty] | INLET |  | OUTLET | [13 empty] | AI-0136 | Straight Duct | Straight Duct | 1 | EA | AUTO |  |  |  | service=SR ¦ printed_size=6x12 in ¦ review=Straight duct has no confirmed centerline length or coordinates. / Emitted as review-only NOTE row because PDF text does not prove the full 3D DATA contract. ¦ airflow=600 CFM ¦ TOD=153'-1" | Lay out.pdf page 3, line 207 | 0.82 | APPROVED
DATA | 1370 | PDF-P03 |  | SR |  |  | AI0137 |  |  |  |  | STRAIGHT | STRAIGHT_RECT |  | RECT | [5 empty] | CENTER | 7118 | 12000 | 3318 | 8618 | 12000 | 3318 | 1 | 0 | 0 |  |  |  | XP_XP |  |  |  | 1500 |  | 6 | 12 |  |  |  | 6 | 12 |  | 6 | 12 |  |  |  |  | NONE | [21 empty] | INLET |  | OUTLET | [13 empty] | AI-0137 | Straight Duct | Straight Duct | 1 | EA | AUTO |  |  |  | service=SR ¦ printed_size=6x12 in ¦ review=Straight duct has no confirmed centerline length or coordinates. / Emitted as review-only NOTE row because PDF text does not prove the full 3D DATA contract. ¦ airflow=600 CFM | Lay out.pdf page 3, line 211 | 0.77 | APPROVED
DATA | 1380 | PDF-P03 |  |  |  |  | AI0138 |  |  |  |  | FITTING | ELBOW_UNKNOWN |  | RECT | [5 empty] | CENTER | 8918 | 12000 | 3318 |  |  |  | 0 | 0 | 1 |  |  |  | XP_ZP | [5 empty] | 300 | 300 | [12 empty] | ELBOW | [21 empty] | INLET |  | OUTLET | [13 empty] | AI-0138 | Elbow Duct Fitting | Elbow Duct Fitting | 1 | EA | AUTO |  |  |  | review=Detected fitting text without a nearby duct size. / Missing confirmed duct dimensions. / Emitted as review-only NOTE row because PDF text does not prove the full 3D DATA contract. | Lay out.pdf page 3, line 218 | 0.35 | APPROVED
DATA | 1390 | PDF-P03 |  |  |  |  | AI0139 |  |  |  |  | STRAIGHT | STRAIGHT_UNKNOWN |  | RECT | [5 empty] | CENTER | 8918 | 12000 | 3618 | 8918 | 12000 | 5118 | 0 | 0 | 1 |  |  |  | ZP_ZP |  |  |  | 1500 |  | 300 | 300 | [12 empty] | NONE | [21 empty] | INLET |  | OUTLET | [13 empty] | AI-0139 | Straight Duct | Straight Duct | 1 | EA | AUTO |  |  |  | review=Detected straight duct marker without a nearby duct size. / Missing confirmed duct dimensions. / Straight duct has no confirmed centerline length or coordinates. / Emitted as review-only NOTE row because PDF text does not prove the full 3D DATA contract. | Lay out.pdf page 3, line 219 | 0.32 | APPROVED
DATA | 1400 | PDF-P03 |  |  |  |  | AI0140 |  |  |  |  | FITTING | ELBOW_UNKNOWN |  | RECT | [5 empty] | CENTER | 8918 | 12000 | 5418 |  |  |  | 1 | 0 | 0 |  |  |  | ZP_XP | [5 empty] | 300 | 300 | [12 empty] | ELBOW | [21 empty] | INLET |  | OUTLET | [13 empty] | AI-0140 | Elbow Duct Fitting | Elbow Duct Fitting | 1 | EA | AUTO |  |  |  | review=Detected fitting text without a nearby duct size. / Missing confirmed duct dimensions. / Emitted as review-only NOTE row because PDF text does not prove the full 3D DATA contract. | Lay out.pdf page 3, line 221 | 0.35 | APPROVED
DATA | 1410 | PDF-P03 |  |  |  |  | AI0141 |  |  |  |  | FITTING | ELBOW_UNKNOWN |  | RECT | [5 empty] | CENTER | 9518 | 12000 | 5418 |  |  |  | 0 | 0 | 1 |  |  |  | XP_ZP | [5 empty] | 300 | 300 | [12 empty] | ELBOW | [21 empty] | INLET |  | OUTLET | [13 empty] | AI-0141 | Elbow Duct Fitting | Elbow Duct Fitting | 1 | EA | AUTO |  |  |  | review=Detected fitting text without a nearby duct size. / Missing confirmed duct dimensions. / Emitted as review-only NOTE row because PDF text does not prove the full 3D DATA contract. | Lay out.pdf page 3, line 227 | 0.35 | APPROVED
DATA | 1420 | PDF-P03 |  |  |  |  | AI0142 |  |  |  |  | FITTING | ELBOW_UNKNOWN |  | RECT | [5 empty] | CENTER | 9518 | 12000 | 6018 |  |  |  | 1 | 0 | 0 |  |  |  | ZP_XP | [5 empty] | 300 | 300 | [12 empty] | ELBOW | [21 empty] | INLET |  | OUTLET | [13 empty] | AI-0142 | Elbow Duct Fitting | Elbow Duct Fitting | 1 | EA | AUTO |  |  |  | review=Detected fitting text without a nearby duct size. / Missing confirmed duct dimensions. / Emitted as review-only NOTE row because PDF text does not prove the full 3D DATA contract. | Lay out.pdf page 3, line 230 | 0.35 | APPROVED
DATA | 1430 | PDF-P03 |  |  |  |  | AI0143 |  |  |  |  | FITTING | ELBOW_UNKNOWN |  | RECT | [5 empty] | CENTER | 10118 | 12000 | 6018 |  |  |  | 0 | 0 | 1 |  |  |  | XP_ZP | [5 empty] | 300 | 300 | [12 empty] | ELBOW | [21 empty] | INLET |  | OUTLET | [13 empty] | AI-0143 | Elbow Duct Fitting | Elbow Duct Fitting | 1 | EA | AUTO |  |  |  | review=Detected fitting text without a nearby duct size. / Missing confirmed duct dimensions. / Emitted as review-only NOTE row because PDF text does not prove the full 3D DATA contract. | Lay out.pdf page 3, line 235 | 0.35 | APPROVED
DATA | 1440 | PDF-P03 |  | SA |  |  | AI0144 |  |  |  |  | FITTING | ELBOW_RECT |  | RECT | [5 empty] | CENTER | 10118 | 12000 | 6330 |  |  |  | 1 | 0 | 0 |  |  |  | ZP_XP | [5 empty] | 12 | 18 |  |  |  | 12 | 18 |  | 12 | 18 |  |  |  |  | ELBOW | [21 empty] | INLET |  | OUTLET | [13 empty] | AI-0144 | Elbow Duct Fitting | Elbow Duct Fitting | 1 | EA | AUTO |  |  |  | service=SA ¦ printed_size=12x18 in ¦ review=Fitting token was associated from nearby PDF text context; verify grouping. / Emitted as review-only NOTE row because PDF text does not prove the full 3D DATA contract. ¦ TOD=156'-1" | Lay out.pdf page 3, line 236 | 0.8 | APPROVED
DATA | 1450 | PDF-P03 |  | SR |  |  | AI0145 |  |  |  |  | STRAIGHT | STRAIGHT_RECT |  | RECT | [5 empty] | CENTER | 10130 | 12000 | 6330 | 11630 | 12000 | 6330 | 1 | 0 | 0 |  |  |  | XP_XP |  |  |  | 1500 |  | 10 | 14 |  |  |  | 10 | 14 |  | 10 | 14 |  |  |  |  | NONE | [21 empty] | INLET |  | OUTLET | [13 empty] | AI-0145 | Straight Duct | Straight Duct | 1 | EA | AUTO |  |  |  | service=SR ¦ printed_size=10x14 in ¦ review=Straight duct has no confirmed centerline length or coordinates. / Emitted as review-only NOTE row because PDF text does not prove the full 3D DATA contract. ¦ airflow=1500 CFM ¦ TOD=156'-1" | Lay out.pdf page 3, line 240 | 0.82 | APPROVED
DATA | 1460 | PDF-P03 |  | SR |  |  | AI0146 |  |  |  |  | STRAIGHT | STRAIGHT_RECT |  | RECT | [5 empty] | CENTER | 11630 | 12000 | 6330 | 13130 | 12000 | 6330 | 1 | 0 | 0 |  |  |  | XP_XP |  |  |  | 1500 |  | 10 | 14 |  |  |  | 10 | 14 |  | 10 | 14 |  |  |  |  | NONE | [21 empty] | INLET |  | OUTLET | [13 empty] | AI-0146 | Straight Duct | Straight Duct | 1 | EA | AUTO |  |  |  | service=SR ¦ printed_size=10x14 in ¦ review=Straight duct has no confirmed centerline length or coordinates. / Emitted as review-only NOTE row because PDF text does not prove the full 3D DATA contract. ¦ airflow=1500 CFM ¦ TOD=149'-0" | Lay out.pdf page 3, line 244 | 0.82 | APPROVED
DATA | 1470 | PDF-P03 |  | SA |  |  | AI0147 |  |  |  |  | STRAIGHT | STRAIGHT_RECT |  | RECT | [5 empty] | CENTER | 13130 | 12000 | 6330 | 14630 | 12000 | 6330 | 1 | 0 | 0 |  |  |  | XP_XP |  |  |  | 1500 |  | 12 | 18 |  |  |  | 12 | 18 |  | 12 | 18 |  |  |  |  | NONE | [21 empty] | INLET |  | OUTLET | [13 empty] | AI-0147 | Straight Duct | Straight Duct | 1 | EA | AUTO |  |  |  | service=SA ¦ printed_size=12x18 in ¦ review=Straight duct has no confirmed centerline length or coordinates. / Emitted as review-only NOTE row because PDF text does not prove the full 3D DATA contract. ¦ airflow=1500 CFM ¦ TOD=149'-0" | Lay out.pdf page 3, line 246 | 0.82 | APPROVED
DATA | 1480 | PDF-P03 |  |  |  |  | AI0148 |  |  |  |  | FITTING | WYE_UNKNOWN |  | RECT | [5 empty] | CENTER | 15005 | 12000 | 6330 |  |  |  | 1 | 0 | 0 |  |  |  | XP_XP_BRANCH_YP | [5 empty] | 300 | 300 | [9 empty] | 300 | 300 |  | WYE |  | 90 | [19 empty] | INLET |  | OUTLET | [13 empty] | AI-0148 | Wye Duct Fitting | Wye Duct Fitting | 1 | EA | AUTO |  |  |  | review=Detected fitting text without a nearby duct size. / Missing confirmed duct dimensions. / Branch fitting needs confirmed branch port geometry before DATA export. / Emitted as review-only NOTE row because PDF text does not prove the full 3D DATA contract. | Lay out.pdf page 3, line 269 | 0.35 | APPROVED
DATA | 1490 | PDF-P03 |  |  |  |  | AI0149 |  |  |  |  | FITTING | WYE_UNKNOWN |  | RECT | [5 empty] | CENTER | 15755 | 12000 | 6330 |  |  |  | 1 | 0 | 0 |  |  |  | XP_XP_BRANCH_YP | [5 empty] | 300 | 300 | [9 empty] | 300 | 300 |  | WYE |  | 90 | [19 empty] | INLET |  | OUTLET | [13 empty] | AI-0149 | Wye Duct Fitting | Wye Duct Fitting | 1 | EA | AUTO |  |  |  | review=Detected fitting text without a nearby duct size. / Missing confirmed duct dimensions. / Branch fitting needs confirmed branch port geometry before DATA export. / Emitted as review-only NOTE row because PDF text does not prove the full 3D DATA contract. | Lay out.pdf page 3, line 271 | 0.35 | APPROVED
DATA | 1500 | PDF-P03 |  |  |  |  | AI0150 |  |  |  |  | FITTING | ELBOW_UNKNOWN |  | RECT | [5 empty] | CENTER | 16430 | 12000 | 6330 |  |  |  | 0 | 0 | 1 |  |  |  | XP_ZP | [5 empty] | 300 | 300 | [12 empty] | ELBOW | [21 empty] | INLET |  | OUTLET | [13 empty] | AI-0150 | Elbow Duct Fitting | Elbow Duct Fitting | 1 | EA | AUTO |  |  |  | review=Detected fitting text without a nearby duct size. / Missing confirmed duct dimensions. / Emitted as review-only NOTE row because PDF text does not prove the full 3D DATA contract. | Lay out.pdf page 3, line 286 | 0.35 | APPROVED
DATA | 1510 | PDF-P03 |  |  |  |  | AI0151 |  |  |  |  | STRAIGHT | STRAIGHT_UNKNOWN |  | RECT | [5 empty] | CENTER | 16430 | 12000 | 6630 | 16430 | 12000 | 8130 | 0 | 0 | 1 |  |  |  | ZP_ZP |  |  |  | 1500 |  | 300 | 300 | [12 empty] | NONE | [21 empty] | INLET |  | OUTLET | [13 empty] | AI-0151 | Straight Duct | Straight Duct | 1 | EA | AUTO |  |  |  | review=Detected straight duct marker without a nearby duct size. / Missing confirmed duct dimensions. / Straight duct has no confirmed centerline length or coordinates. / Emitted as review-only NOTE row because PDF text does not prove the full 3D DATA contract. | Lay out.pdf page 3, line 287 | 0.32 | APPROVED
DATA | 1520 | PDF-P03 |  |  |  |  | AI0152 |  |  |  |  | FITTING | ELBOW_UNKNOWN |  | RECT | [5 empty] | CENTER | 16430 | 12000 | 8430 |  |  |  | 1 | 0 | 0 |  |  |  | ZP_XP | [5 empty] | 300 | 300 | [12 empty] | ELBOW | [21 empty] | INLET |  | OUTLET | [13 empty] | AI-0152 | Elbow Duct Fitting | Elbow Duct Fitting | 1 | EA | AUTO |  |  |  | review=Detected fitting text without a nearby duct size. / Missing confirmed duct dimensions. / Emitted as review-only NOTE row because PDF text does not prove the full 3D DATA contract. | Lay out.pdf page 3, line 291 | 0.35 | APPROVED
DATA | 1530 | PDF-P03 |  |  |  |  | AI0153 |  |  |  |  | STRAIGHT | STRAIGHT_UNKNOWN |  | RECT | [5 empty] | CENTER | 16730 | 12000 | 8430 | 18230 | 12000 | 8430 | 1 | 0 | 0 |  |  |  | XP_XP |  |  |  | 1500 |  | 300 | 300 | [12 empty] | NONE | [21 empty] | INLET |  | OUTLET | [13 empty] | AI-0153 | Straight Duct | Straight Duct | 1 | EA | AUTO |  |  |  | review=Detected straight duct marker without a nearby duct size. / Missing confirmed duct dimensions. / Straight duct has no confirmed centerline length or coordinates. / Emitted as review-only NOTE row because PDF text does not prove the full 3D DATA contract. | Lay out.pdf page 3, line 292 | 0.32 | APPROVED
DATA | 1540 | PDF-P03 |  |  |  |  | AI0154 |  |  |  |  | FITTING | ELBOW_UNKNOWN |  | RECT | [5 empty] | CENTER | 18530 | 12000 | 8430 |  |  |  | 0 | 0 | 1 |  |  |  | XP_ZP | [5 empty] | 300 | 300 | [12 empty] | ELBOW | [21 empty] | INLET |  | OUTLET | [13 empty] | AI-0154 | Elbow Duct Fitting | Elbow Duct Fitting | 1 | EA | AUTO |  |  |  | review=Detected fitting text without a nearby duct size. / Missing confirmed duct dimensions. / Emitted as review-only NOTE row because PDF text does not prove the full 3D DATA contract. | Lay out.pdf page 3, line 294 | 0.35 | APPROVED
DATA | 1550 | PDF-P03 |  |  |  |  | AI0155 |  |  |  |  | FITTING | ELBOW_UNKNOWN |  | RECT | [5 empty] | CENTER | 18530 | 12000 | 9030 |  |  |  | 1 | 0 | 0 |  |  |  | ZP_XP | [5 empty] | 300 | 300 | [12 empty] | ELBOW | [21 empty] | INLET |  | OUTLET | [13 empty] | AI-0155 | Elbow Duct Fitting | Elbow Duct Fitting | 1 | EA | AUTO |  |  |  | review=Detected fitting text without a nearby duct size. / Missing confirmed duct dimensions. / Emitted as review-only NOTE row because PDF text does not prove the full 3D DATA contract. | Lay out.pdf page 3, line 297 | 0.35 | APPROVED
DATA | 1560 | PDF-P03 |  |  |  |  | AI0156 |  |  |  |  | FITTING | ELBOW_UNKNOWN |  | RECT | [5 empty] | CENTER | 19130 | 12000 | 9030 |  |  |  | 0 | 0 | 1 |  |  |  | XP_ZP | [5 empty] | 300 | 300 | [12 empty] | ELBOW | [21 empty] | INLET |  | OUTLET | [13 empty] | AI-0156 | Elbow Duct Fitting | Elbow Duct Fitting | 1 | EA | AUTO |  |  |  | review=Detected fitting text without a nearby duct size. / Missing confirmed duct dimensions. / Emitted as review-only NOTE row because PDF text does not prove the full 3D DATA contract. | Lay out.pdf page 3, line 316 | 0.35 | APPROVED
DATA | 1570 | PDF-P03 |  | SA |  |  | AI0157 |  |  |  |  | FITTING | ELBOW_RECT |  | RECT | [5 empty] | CENTER | 19130 | 12000 | 9346 |  |  |  | 1 | 0 | 0 |  |  |  | ZP_XP | [5 empty] | 16 | 14 |  |  |  | 16 | 14 |  | 16 | 14 |  |  |  |  | ELBOW | [21 empty] | INLET |  | OUTLET | [13 empty] | AI-0157 | Elbow Duct Fitting | Elbow Duct Fitting | 1 | EA | AUTO |  |  |  | service=SA ¦ printed_size=16x14 in ¦ review=Fitting token was associated from nearby PDF text context; verify grouping. / Emitted as review-only NOTE row because PDF text does not prove the full 3D DATA contract. ¦ airflow=1200 CFM ¦ TOD=153'-10" | Lay out.pdf page 3, line 319 | 0.85 | APPROVED
DATA | 1580 | PDF-P03 |  |  |  |  | AI0158 |  |  |  |  | FITTING | ELBOW_UNKNOWN |  | RECT | [5 empty] | CENTER | 19446 | 12000 | 9346 |  |  |  | 0 | 0 | 1 |  |  |  | XP_ZP | [5 empty] | 300 | 300 | [12 empty] | ELBOW | [21 empty] | INLET |  | OUTLET | [13 empty] | AI-0158 | Elbow Duct Fitting | Elbow Duct Fitting | 1 | EA | AUTO |  |  |  | review=Detected fitting text without a nearby duct size. / Missing confirmed duct dimensions. / Emitted as review-only NOTE row because PDF text does not prove the full 3D DATA contract. | Lay out.pdf page 3, line 327 | 0.35 | APPROVED
DATA | 1590 | PDF-P03 |  |  |  |  | AI0159 |  |  |  |  | FITTING | ELBOW_UNKNOWN |  | RECT | [5 empty] | CENTER | 19446 | 12000 | 9946 |  |  |  | 1 | 0 | 0 |  |  |  | ZP_XP | [5 empty] | 300 | 300 | [12 empty] | ELBOW | [21 empty] | INLET |  | OUTLET | [13 empty] | AI-0159 | Elbow Duct Fitting | Elbow Duct Fitting | 1 | EA | AUTO |  |  |  | review=Detected fitting text without a nearby duct size. / Missing confirmed duct dimensions. / Emitted as review-only NOTE row because PDF text does not prove the full 3D DATA contract. | Lay out.pdf page 3, line 329 | 0.35 | APPROVED
DATA | 1600 | PDF-P03 |  | SA |  |  | AI0160 |  |  |  |  | FITTING | WYE_RECT |  | RECT | [5 empty] | CENTER | 19946 | 12000 | 9946 |  |  |  | 1 | 0 | 0 |  |  |  | XP_XP_BRANCH_YP | [5 empty] | 16 | 18 |  |  |  | 16 | 18 |  | 16 | 18 |  | 16 | 18 |  | WYE |  | 90 | [19 empty] | INLET |  | OUTLET | [13 empty] | AI-0160 | Wye Duct Fitting | Wye Duct Fitting | 1 | EA | AUTO |  |  |  | service=SA ¦ printed_size=16x18 in ¦ review=Fitting token was associated from nearby PDF text context; verify grouping. / Branch fitting needs confirmed branch port geometry before DATA export. / Emitted as review-only NOTE row because PDF text does not prove the full 3D DATA contract. ¦ TOD=153'-6" | Lay out.pdf page 3, line 334 | 0.8 | APPROVED
DATA | 1610 | PDF-P03 |  |  |  |  | AI0161 |  |  |  |  | FITTING | WYE_UNKNOWN |  | RECT | [5 empty] | CENTER | 20521 | 12000 | 9946 |  |  |  | 1 | 0 | 0 |  |  |  | XP_XP_BRANCH_YP | [5 empty] | 300 | 300 | [9 empty] | 300 | 300 |  | WYE |  | 90 | [19 empty] | INLET |  | OUTLET | [13 empty] | AI-0161 | Wye Duct Fitting | Wye Duct Fitting | 1 | EA | AUTO |  |  |  | review=Detected fitting text without a nearby duct size. / Missing confirmed duct dimensions. / Branch fitting needs confirmed branch port geometry before DATA export. / Emitted as review-only NOTE row because PDF text does not prove the full 3D DATA contract. | Lay out.pdf page 3, line 337 | 0.35 | APPROVED
DATA | 1620 | PDF-P03 |  |  |  |  | AI0162 |  |  |  |  | FITTING | WYE_UNKNOWN |  | RECT | [5 empty] | CENTER | 21271 | 12000 | 9946 |  |  |  | 1 | 0 | 0 |  |  |  | XP_XP_BRANCH_YP | [5 empty] | 300 | 300 | [9 empty] | 300 | 300 |  | WYE |  | 90 | [19 empty] | INLET |  | OUTLET | [13 empty] | AI-0162 | Wye Duct Fitting | Wye Duct Fitting | 1 | EA | AUTO |  |  |  | review=Detected fitting text without a nearby duct size. / Missing confirmed duct dimensions. / Branch fitting needs confirmed branch port geometry before DATA export. / Emitted as review-only NOTE row because PDF text does not prove the full 3D DATA contract. | Lay out.pdf page 3, line 339 | 0.35 | APPROVED
DATA | 1630 | PDF-P03 |  | SR |  |  | AI0163 |  |  |  |  | FITTING | WYE_RECT |  | RECT | [5 empty] | CENTER | 21846 | 12000 | 9946 |  |  |  | 1 | 0 | 0 |  |  |  | XP_XP_BRANCH_YP | [5 empty] | 6 | 12 |  |  |  | 6 | 12 |  | 6 | 12 |  | 6 | 12 |  | WYE |  | 90 | [19 empty] | INLET |  | OUTLET | [13 empty] | AI-0163 | Wye Duct Fitting | Wye Duct Fitting | 1 | EA | AUTO |  |  |  | service=SR ¦ printed_size=6x12 in ¦ review=Fitting token was associated from nearby PDF text context; verify grouping. / Branch fitting needs confirmed branch port geometry before DATA export. / Emitted as review-only NOTE row because PDF text does not prove the full 3D DATA contract. ¦ airflow=500 CFM | Lay out.pdf page 3, line 342 | 0.8 | APPROVED
DATA | 1640 | PDF-P03 |  | SA |  |  | AI0164 |  |  |  |  | FITTING | ELBOW_RECT |  | RECT | [5 empty] | CENTER | 22064 | 12000 | 9946 |  |  |  | 0 | 0 | 1 |  |  |  | XP_ZP | [5 empty] | 18 | 16 |  |  |  | 18 | 16 |  | 18 | 16 |  |  |  |  | ELBOW | [21 empty] | INLET |  | OUTLET | [13 empty] | AI-0164 | Elbow Duct Fitting | Elbow Duct Fitting | 1 | EA | AUTO |  |  |  | service=SA ¦ printed_size=18x16 in ¦ review=Fitting token was associated from nearby PDF text context; verify grouping. / Emitted as review-only NOTE row because PDF text does not prove the full 3D DATA contract. ¦ airflow=500 CFM ¦ TOD=153'-6" | Lay out.pdf page 3, line 345 | 0.85 | APPROVED
DATA | 1650 | PDF-P03 |  |  |  |  | AI0165 |  |  |  |  | FITTING | ELBOW_UNKNOWN |  | RECT | [5 empty] | CENTER | 22064 | 12000 | 10264 |  |  |  | 1 | 0 | 0 |  |  |  | ZP_XP | [5 empty] | 300 | 300 | [12 empty] | ELBOW | [21 empty] | INLET |  | OUTLET | [13 empty] | AI-0165 | Elbow Duct Fitting | Elbow Duct Fitting | 1 | EA | AUTO |  |  |  | review=Detected fitting text without a nearby duct size. / Missing confirmed duct dimensions. / Emitted as review-only NOTE row because PDF text does not prove the full 3D DATA contract. | Lay out.pdf page 3, line 348 | 0.35 | APPROVED
DATA | 1660 | PDF-P03 |  |  |  |  | AI0166 |  |  |  |  | FITTING | ELBOW_UNKNOWN |  | RECT | [5 empty] | CENTER | 22664 | 12000 | 10264 |  |  |  | 0 | 0 | 1 |  |  |  | XP_ZP | [5 empty] | 300 | 300 | [12 empty] | ELBOW | [21 empty] | INLET |  | OUTLET | [13 empty] | AI-0166 | Elbow Duct Fitting | Elbow Duct Fitting | 1 | EA | AUTO |  |  |  | review=Detected fitting text without a nearby duct size. / Missing confirmed duct dimensions. / Emitted as review-only NOTE row because PDF text does not prove the full 3D DATA contract. | Lay out.pdf page 3, line 351 | 0.35 | APPROVED
DATA | 1670 | PDF-P03 |  | SA |  |  | AI0167 |  |  |  |  | FITTING | ELBOW_RECT |  | RECT | [5 empty] | CENTER | 22664 | 12000 | 10590 |  |  |  | 1 | 0 | 0 |  |  |  | ZP_XP | [5 empty] | 26 | 18 |  |  |  | 26 | 18 |  | 26 | 18 |  |  |  |  | ELBOW | [21 empty] | INLET |  | OUTLET | [13 empty] | AI-0167 | Elbow Duct Fitting | Elbow Duct Fitting | 1 | EA | AUTO |  |  |  | service=SA ¦ printed_size=26x18 in ¦ review=Fitting token was associated from nearby PDF text context; verify grouping. / Emitted as review-only NOTE row because PDF text does not prove the full 3D DATA contract. ¦ airflow=6500 CFM ¦ TOD=153'-6" | Lay out.pdf page 3, line 353 | 0.85 | APPROVED
DATA | 1680 | PDF-P03 |  | SA |  |  | AI0168 |  |  |  |  | FITTING | ELBOW_RECT |  | RECT | [5 empty] | CENTER | 22704 | 12000 | 10590 |  |  |  | 0 | 0 | 1 |  |  |  | XP_ZP | [5 empty] | 14 | 16 |  |  |  | 14 | 16 |  | 14 | 16 |  |  |  |  | ELBOW | [21 empty] | INLET |  | OUTLET | [13 empty] | AI-0168 | Elbow Duct Fitting | Elbow Duct Fitting | 1 | EA | AUTO |  |  |  | service=SA ¦ printed_size=14x16 in ¦ review=Fitting token was associated from nearby PDF text context; verify grouping. / Emitted as review-only NOTE row because PDF text does not prove the full 3D DATA contract. ¦ airflow=6500 CFM ¦ TOD=153'-6" | Lay out.pdf page 3, line 354 | 0.85 | APPROVED
DATA | 1690 | PDF-P03 |  | SA |  |  | AI0169 |  |  |  |  | STRAIGHT | STRAIGHT_RECT |  | RECT | [5 empty] | CENTER | 22704 | 12000 | 10604 | 22704 | 12000 | 12104 | 0 | 0 | 1 |  |  |  | ZP_ZP |  |  |  | 1500 |  | 20 | 24 |  |  |  | 20 | 24 |  | 20 | 24 |  |  |  |  | NONE | [21 empty] | INLET |  | OUTLET | [13 empty] | AI-0169 | Straight Duct | Straight Duct | 1 | EA | AUTO |  |  |  | service=SA ¦ printed_size=20x24 in ¦ review=Straight duct has no confirmed centerline length or coordinates. / Emitted as review-only NOTE row because PDF text does not prove the full 3D DATA contract. ¦ airflow=6700 CFM | Lay out.pdf page 3, line 388 | 0.77 | APPROVED
DATA | 1700 | PDF-P03 |  |  |  |  | AI0170 |  |  |  |  | FITTING | ELBOW_UNKNOWN |  | RECT | [5 empty] | CENTER | 22704 | 12000 | 12404 |  |  |  | 1 | 0 | 0 |  |  |  | ZP_XP | [5 empty] | 300 | 300 | [12 empty] | ELBOW | [21 empty] | INLET |  | OUTLET | [13 empty] | AI-0170 | Elbow Duct Fitting | Elbow Duct Fitting | 1 | EA | AUTO |  |  |  | review=Detected fitting text without a nearby duct size. / Missing confirmed duct dimensions. / Emitted as review-only NOTE row because PDF text does not prove the full 3D DATA contract. | Lay out.pdf page 3, line 396 | 0.35 | APPROVED
DATA | 1710 | PDF-P03 |  |  |  |  | AI0171 |  |  |  |  | FITTING | WYE_UNKNOWN |  | RECT | [5 empty] | CENTER | 23379 | 12000 | 12404 |  |  |  | 1 | 0 | 0 |  |  |  | XP_XP_BRANCH_YP | [5 empty] | 300 | 300 | [9 empty] | 300 | 300 |  | WYE |  | 90 | [19 empty] | INLET |  | OUTLET | [13 empty] | AI-0171 | Wye Duct Fitting | Wye Duct Fitting | 1 | EA | AUTO |  |  |  | review=Detected fitting text without a nearby duct size. / Missing confirmed duct dimensions. / Branch fitting needs confirmed branch port geometry before DATA export. / Emitted as review-only NOTE row because PDF text does not prove the full 3D DATA contract. | Lay out.pdf page 3, line 398 | 0.35 | APPROVED
DATA | 1720 | PDF-P03 |  |  |  |  | AI0172 |  |  |  |  | FITTING | WYE_UNKNOWN |  | RECT | [5 empty] | CENTER | 24129 | 12000 | 12404 |  |  |  | 1 | 0 | 0 |  |  |  | XP_XP_BRANCH_YP | [5 empty] | 300 | 300 | [9 empty] | 300 | 300 |  | WYE |  | 90 | [19 empty] | INLET |  | OUTLET | [13 empty] | AI-0172 | Wye Duct Fitting | Wye Duct Fitting | 1 | EA | AUTO |  |  |  | review=Detected fitting text without a nearby duct size. / Missing confirmed duct dimensions. / Branch fitting needs confirmed branch port geometry before DATA export. / Emitted as review-only NOTE row because PDF text does not prove the full 3D DATA contract. | Lay out.pdf page 3, line 400 | 0.35 | APPROVED
DATA | 1730 | PDF-P03 |  |  |  |  | AI0173 |  |  |  |  | STRAIGHT | STRAIGHT_UNKNOWN |  | RECT | [5 empty] | CENTER | 24504 | 12000 | 12404 | 26004 | 12000 | 12404 | 1 | 0 | 0 |  |  |  | XP_XP |  |  |  | 1500 |  | 300 | 300 | [12 empty] | NONE | [21 empty] | INLET |  | OUTLET | [13 empty] | AI-0173 | Straight Duct | Straight Duct | 1 | EA | AUTO |  |  |  | review=Detected straight duct marker without a nearby duct size. / Missing confirmed duct dimensions. / Straight duct has no confirmed centerline length or coordinates. / Emitted as review-only NOTE row because PDF text does not prove the full 3D DATA contract. | Lay out.pdf page 3, line 401 | 0.32 | APPROVED
DATA | 1740 | PDF-P03 |  | SA |  |  | AI0174 |  |  |  |  | STRAIGHT | STRAIGHT_RECT |  | RECT | [5 empty] | CENTER | 26004 | 12000 | 12404 | 27504 | 12000 | 12404 | 1 | 0 | 0 |  |  |  | XP_XP |  |  |  | 1500 |  | 16 | 18 |  |  |  | 16 | 18 |  | 16 | 18 |  |  |  |  | NONE | [21 empty] | INLET |  | OUTLET | [13 empty] | AI-0174 | Straight Duct | Straight Duct | 1 | EA | AUTO |  |  |  | service=SA ¦ printed_size=16x18 in ¦ review=Straight duct has no confirmed centerline length or coordinates. / Emitted as review-only NOTE row because PDF text does not prove the full 3D DATA contract. ¦ TOD=153'-6" | Lay out.pdf page 3, line 402 | 0.77 | APPROVED
DATA | 1750 | PDF-P03 |  | SA |  |  | AI0175 |  |  |  |  | STRAIGHT | STRAIGHT_RECT |  | RECT | [5 empty] | CENTER | 27504 | 12000 | 12404 | 29004 | 12000 | 12404 | 1 | 0 | 0 |  |  |  | XP_XP |  |  |  | 1500 |  | 6 | 12 |  |  |  | 6 | 12 |  | 6 | 12 |  |  |  |  | NONE | [21 empty] | INLET |  | OUTLET | [13 empty] | AI-0175 | Straight Duct | Straight Duct | 1 | EA | AUTO |  |  |  | service=SA ¦ printed_size=6x12 in ¦ review=Straight duct has no confirmed centerline length or coordinates. / Emitted as review-only NOTE row because PDF text does not prove the full 3D DATA contract. ¦ TOD=148'-6" | Lay out.pdf page 3, line 408 | 0.77 | APPROVED
DATA | 1760 | PDF-P03 |  | SR |  |  | AI0176 |  |  |  |  | STRAIGHT | STRAIGHT_RECT |  | RECT | [5 empty] | CENTER | 29004 | 12000 | 12404 | 29011 | 12000 | 12404 | 1 | 0 | 0 |  |  |  | XP_XP |  |  |  | 7 | 7 | 14 | 10 |  |  |  | 14 | 10 |  | 14 | 10 |  |  |  |  | NONE | [21 empty] | INLET |  | OUTLET | [13 empty] | AI-0176 | Straight Duct | Straight Duct | 1 | EA | AUTO |  |  |  | service=SR ¦ printed_size=14x10 in ¦ review=Straight length was associated from nearby PDF text context; verify grouping. / Emitted as review-only NOTE row because PDF text does not prove the full 3D DATA contract. ¦ airflow=1500 CFM | Lay out.pdf page 3, line 417 | 0.82 | APPROVED
DATA | 1770 | PDF-P03 |  |  |  |  | AI0177 |  |  |  |  | STRAIGHT | STRAIGHT_UNKNOWN |  | RECT | [5 empty] | CENTER | 29011 | 12000 | 12404 | 30511 | 12000 | 12404 | 1 | 0 | 0 |  |  |  | XP_XP |  |  |  | 1500 |  | 300 | 300 | [12 empty] | NONE | [21 empty] | INLET |  | OUTLET | [13 empty] | AI-0177 | Straight Duct | Straight Duct | 1 | EA | AUTO |  |  |  | review=Detected straight duct marker without a nearby duct size. / Missing confirmed duct dimensions. / Straight duct has no confirmed centerline length or coordinates. / Emitted as review-only NOTE row because PDF text does not prove the full 3D DATA contract. | Lay out.pdf page 3, line 419 | 0.32 | APPROVED
DATA | 1780 | PDF-P03 |  | SA |  |  | AI0178 |  |  |  |  | STRAIGHT | STRAIGHT_RECT |  | RECT | [5 empty] | CENTER | 30511 | 12000 | 12404 | 32011 | 12000 | 12404 | 1 | 0 | 0 |  |  |  | XP_XP |  |  |  | 1500 |  | 10 | 14 |  |  |  | 10 | 14 |  | 10 | 14 |  |  |  |  | NONE | [21 empty] | INLET |  | OUTLET | [13 empty] | AI-0178 | Straight Duct | Straight Duct | 1 | EA | AUTO |  |  |  | service=SA ¦ printed_size=10x14 in ¦ review=Straight duct has no confirmed centerline length or coordinates. / Emitted as review-only NOTE row because PDF text does not prove the full 3D DATA contract. ¦ airflow=100 CFM ¦ TOD=153'-1" | Lay out.pdf page 3, line 425 | 0.82 | APPROVED
DATA | 1790 | PDF-P03 |  | SA |  |  | AI0179 |  |  |  |  | STRAIGHT | STRAIGHT_RECT |  | RECT | [5 empty] | CENTER | 32011 | 12000 | 12404 | 33511 | 12000 | 12404 | 1 | 0 | 0 |  |  |  | XP_XP |  |  |  | 1500 |  | 6 | 12 |  |  |  | 6 | 12 |  | 6 | 12 |  |  |  |  | NONE | [21 empty] | INLET |  | OUTLET | [13 empty] | AI-0179 | Straight Duct | Straight Duct | 1 | EA | AUTO |  |  |  | service=SA ¦ printed_size=6x12 in ¦ review=Straight duct has no confirmed centerline length or coordinates. / Emitted as review-only NOTE row because PDF text does not prove the full 3D DATA contract. ¦ airflow=100 CFM ¦ TOD=153'-1" | Lay out.pdf page 3, line 427 | 0.82 | APPROVED
DATA | 1800 | PDF-P03 |  |  |  |  | AI0180 |  |  |  |  | FITTING | ELBOW_UNKNOWN |  | RECT | [5 empty] | CENTER | 33811 | 12000 | 12404 |  |  |  | 0 | 0 | 1 |  |  |  | XP_ZP | [5 empty] | 300 | 300 | [12 empty] | ELBOW | [21 empty] | INLET |  | OUTLET | [13 empty] | AI-0180 | Elbow Duct Fitting | Elbow Duct Fitting | 1 | EA | AUTO |  |  |  | review=Detected fitting text without a nearby duct size. / Missing confirmed duct dimensions. / Emitted as review-only NOTE row because PDF text does not prove the full 3D DATA contract. | Lay out.pdf page 3, line 475 | 0.35 | APPROVED
DATA | 1810 | PDF-P03 |  |  |  |  | AI0181 |  |  |  |  | FITTING | ELBOW_UNKNOWN |  | RECT | [5 empty] | CENTER | 33811 | 12000 | 13004 |  |  |  | 1 | 0 | 0 |  |  |  | ZP_XP | [5 empty] | 300 | 300 | [12 empty] | ELBOW | [21 empty] | INLET |  | OUTLET | [13 empty] | AI-0181 | Elbow Duct Fitting | Elbow Duct Fitting | 1 | EA | AUTO |  |  |  | review=Detected fitting text without a nearby duct size. / Missing confirmed duct dimensions. / Emitted as review-only NOTE row because PDF text does not prove the full 3D DATA contract. | Lay out.pdf page 3, line 483 | 0.35 | APPROVED
DATA | 1820 | PDF-P03 |  |  |  |  | AI0182 |  |  |  |  | FITTING | WYE_UNKNOWN |  | RECT | [5 empty] | CENTER | 34486 | 12000 | 13004 |  |  |  | 1 | 0 | 0 |  |  |  | XP_XP_BRANCH_YP | [5 empty] | 300 | 300 | [9 empty] | 300 | 300 |  | WYE |  | 90 | [19 empty] | INLET |  | OUTLET | [13 empty] | AI-0182 | Wye Duct Fitting | Wye Duct Fitting | 1 | EA | AUTO |  |  |  | review=Detected fitting text without a nearby duct size. / Missing confirmed duct dimensions. / Branch fitting needs confirmed branch port geometry before DATA export. / Emitted as review-only NOTE row because PDF text does not prove the full 3D DATA contract. | Lay out.pdf page 3, line 489 | 0.35 | APPROVED
DATA | 1830 | PDF-P03 |  |  |  |  | AI0183 |  |  |  |  | FITTING | WYE_UNKNOWN |  | RECT | [5 empty] | CENTER | 35236 | 12000 | 13004 |  |  |  | 1 | 0 | 0 |  |  |  | XP_XP_BRANCH_YP | [5 empty] | 300 | 300 | [9 empty] | 300 | 300 |  | WYE |  | 90 | [19 empty] | INLET |  | OUTLET | [13 empty] | AI-0183 | Wye Duct Fitting | Wye Duct Fitting | 1 | EA | AUTO |  |  |  | review=Detected fitting text without a nearby duct size. / Missing confirmed duct dimensions. / Branch fitting needs confirmed branch port geometry before DATA export. / Emitted as review-only NOTE row because PDF text does not prove the full 3D DATA contract. | Lay out.pdf page 3, line 491 | 0.35 | APPROVED
DATA | 1840 | PDF-P03 |  |  |  |  | AI0184 |  |  |  |  | FITTING | ELBOW_UNKNOWN |  | RECT | [5 empty] | CENTER | 35911 | 12000 | 13004 |  |  |  | 0 | 0 | 1 |  |  |  | XP_ZP | [5 empty] | 300 | 300 | [12 empty] | ELBOW | [21 empty] | INLET |  | OUTLET | [13 empty] | AI-0184 | Elbow Duct Fitting | Elbow Duct Fitting | 1 | EA | AUTO |  |  |  | review=Detected fitting text without a nearby duct size. / Missing confirmed duct dimensions. / Emitted as review-only NOTE row because PDF text does not prove the full 3D DATA contract. | Lay out.pdf page 3, line 494 | 0.35 | APPROVED
DATA | 1850 | PDF-P03 |  |  |  |  | AI0185 |  |  |  |  | STRAIGHT | STRAIGHT_UNKNOWN |  | RECT | [5 empty] | CENTER | 35911 | 12000 | 13304 | 35911 | 12000 | 14804 | 0 | 0 | 1 |  |  |  | ZP_ZP |  |  |  | 1500 |  | 300 | 300 | [12 empty] | NONE | [21 empty] | INLET |  | OUTLET | [13 empty] | AI-0185 | Straight Duct | Straight Duct | 1 | EA | AUTO |  |  |  | review=Detected straight duct marker without a nearby duct size. / Missing confirmed duct dimensions. / Straight duct has no confirmed centerline length or coordinates. / Emitted as review-only NOTE row because PDF text does not prove the full 3D DATA contract. | Lay out.pdf page 3, line 495 | 0.32 | APPROVED
DATA | 1860 | PDF-P03 |  |  |  |  | AI0186 |  |  |  |  | FITTING | ELBOW_UNKNOWN |  | RECT | [5 empty] | CENTER | 35911 | 12000 | 15104 |  |  |  | 1 | 0 | 0 |  |  |  | ZP_XP | [5 empty] | 300 | 300 | [12 empty] | ELBOW | [21 empty] | INLET |  | OUTLET | [13 empty] | AI-0186 | Elbow Duct Fitting | Elbow Duct Fitting | 1 | EA | AUTO |  |  |  | review=Detected fitting text without a nearby duct size. / Missing confirmed duct dimensions. / Emitted as review-only NOTE row because PDF text does not prove the full 3D DATA contract. | Lay out.pdf page 3, line 501 | 0.35 | APPROVED
DATA | 1870 | PDF-P03 |  |  |  |  | AI0187 |  |  |  |  | FITTING | ELBOW_UNKNOWN |  | RECT | [5 empty] | CENTER | 36511 | 12000 | 15104 |  |  |  | 0 | 0 | 1 |  |  |  | XP_ZP | [5 empty] | 300 | 300 | [12 empty] | ELBOW | [21 empty] | INLET |  | OUTLET | [13 empty] | AI-0187 | Elbow Duct Fitting | Elbow Duct Fitting | 1 | EA | AUTO |  |  |  | review=Detected fitting text without a nearby duct size. / Missing confirmed duct dimensions. / Emitted as review-only NOTE row because PDF text does not prove the full 3D DATA contract. | Lay out.pdf page 3, line 503 | 0.35 | APPROVED
DATA | 1880 | PDF-P03 |  |  |  |  | AI0188 |  |  |  |  | FITTING | ELBOW_UNKNOWN |  | RECT | [5 empty] | CENTER | 36511 | 12000 | 15704 |  |  |  | 1 | 0 | 0 |  |  |  | ZP_XP | [5 empty] | 300 | 300 | [12 empty] | ELBOW | [21 empty] | INLET |  | OUTLET | [13 empty] | AI-0188 | Elbow Duct Fitting | Elbow Duct Fitting | 1 | EA | AUTO |  |  |  | review=Detected fitting text without a nearby duct size. / Missing confirmed duct dimensions. / Emitted as review-only NOTE row because PDF text does not prove the full 3D DATA contract. | Lay out.pdf page 3, line 506 | 0.35 | APPROVED
DATA | 1890 | PDF-P03 |  |  |  |  | AI0189 |  |  |  |  | FITTING | ELBOW_UNKNOWN |  | RECT | [5 empty] | CENTER | 37111 | 12000 | 15704 |  |  |  | 0 | 0 | 1 |  |  |  | XP_ZP | [5 empty] | 300 | 300 | [12 empty] | ELBOW | [21 empty] | INLET |  | OUTLET | [13 empty] | AI-0189 | Elbow Duct Fitting | Elbow Duct Fitting | 1 | EA | AUTO |  |  |  | review=Detected fitting text without a nearby duct size. / Missing confirmed duct dimensions. / Emitted as review-only NOTE row because PDF text does not prove the full 3D DATA contract. | Lay out.pdf page 3, line 509 | 0.35 | APPROVED
DATA | 1900 | PDF-P03 |  | SA |  |  | AI0190 |  |  |  |  | FITTING | ELBOW_RECT |  | RECT | [5 empty] | CENTER | 37111 | 12000 | 16020 |  |  |  | 1 | 0 | 0 |  |  |  | ZP_XP | [5 empty] | 16 | 10 |  |  |  | 16 | 10 |  | 16 | 10 |  |  |  |  | ELBOW | [21 empty] | INLET |  | OUTLET | [13 empty] | AI-0190 | Elbow Duct Fitting | Elbow Duct Fitting | 1 | EA | AUTO |  |  |  | service=SA ¦ printed_size=16x10 in ¦ review=Fitting token was associated from nearby PDF text context; verify grouping. / Emitted as review-only NOTE row because PDF text does not prove the full 3D DATA contract. ¦ TOD=154'-2" | Lay out.pdf page 3, line 510 | 0.8 | APPROVED
DATA | 1910 | PDF-P03 |  | SA |  |  | AI0191 |  |  |  |  | STRAIGHT | STRAIGHT_RECT |  | RECT | [5 empty] | CENTER | 37127 | 12000 | 16020 | 37133 | 12000 | 16020 | 1 | 0 | 0 |  |  |  | XP_XP |  |  |  | 6 | 6 | 24 | 20 |  |  |  | 24 | 20 |  | 24 | 20 |  |  |  |  | NONE | [21 empty] | INLET |  | OUTLET | [13 empty] | AI-0191 | Straight Duct | Straight Duct | 1 | EA | AUTO |  |  |  | service=SA ¦ printed_size=24x20 in ¦ review=Straight length was associated from nearby PDF text context; verify grouping. / Emitted as review-only NOTE row because PDF text does not prove the full 3D DATA contract. ¦ TOD=154'-2" | Lay out.pdf page 3, line 513 | 0.82 | APPROVED
DATA | 1920 | PDF-P03 |  |  |  |  | AI0192 |  |  |  |  | STRAIGHT | STRAIGHT_UNKNOWN |  | RECT | [5 empty] | CENTER | 37133 | 12000 | 16020 | 38633 | 12000 | 16020 | 1 | 0 | 0 |  |  |  | XP_XP |  |  |  | 1500 |  | 300 | 300 | [12 empty] | NONE | [21 empty] | INLET |  | OUTLET | [13 empty] | AI-0192 | Straight Duct | Straight Duct | 1 | EA | AUTO |  |  |  | review=Detected straight duct marker without a nearby duct size. / Missing confirmed duct dimensions. / Straight duct has no confirmed centerline length or coordinates. / Emitted as review-only NOTE row because PDF text does not prove the full 3D DATA contract. | Lay out.pdf page 3, line 516 | 0.32 | APPROVED
DATA | 1930 | PDF-P03 |  |  |  |  | AI0193 |  |  |  |  | STRAIGHT | STRAIGHT_UNKNOWN |  | RECT | [5 empty] | CENTER | 38633 | 12000 | 16020 | 40133 | 12000 | 16020 | 1 | 0 | 0 |  |  |  | XP_XP |  |  |  | 1500 |  | 300 | 300 | [12 empty] | NONE | [21 empty] | INLET |  | OUTLET | [13 empty] | AI-0193 | Straight Duct | Straight Duct | 1 | EA | AUTO |  |  |  | review=Detected straight duct marker without a nearby duct size. / Missing confirmed duct dimensions. / Straight duct has no confirmed centerline length or coordinates. / Emitted as review-only NOTE row because PDF text does not prove the full 3D DATA contract. | Lay out.pdf page 3, line 518 | 0.32 | APPROVED
DATA | 1940 | PDF-P03 |  | SA |  |  | AI0194 |  |  |  |  | STRAIGHT | STRAIGHT_RECT |  | RECT | [5 empty] | CENTER | 40133 | 12000 | 16020 | 40139 | 12000 | 16020 | 1 | 0 | 0 |  |  |  | XP_XP |  |  |  | 6 | 6 | 18 | 12 |  |  |  | 18 | 12 |  | 18 | 12 |  |  |  |  | NONE | [21 empty] | INLET |  | OUTLET | [13 empty] | AI-0194 | Straight Duct | Straight Duct | 1 | EA | AUTO |  |  |  | service=SA ¦ printed_size=18x12 in ¦ review=Straight length was associated from nearby PDF text context; verify grouping. / Emitted as review-only NOTE row because PDF text does not prove the full 3D DATA contract. ¦ TOD=149'-0" | Lay out.pdf page 3, line 519 | 0.82 | APPROVED
DATA | 1950 | PDF-P03 |  |  |  |  | AI0195 |  |  |  |  | STRAIGHT | STRAIGHT_UNKNOWN |  | RECT | [5 empty] | CENTER | 40139 | 12000 | 16020 | 41639 | 12000 | 16020 | 1 | 0 | 0 |  |  |  | XP_XP |  |  |  | 1500 |  | 300 | 300 | [12 empty] | NONE | [21 empty] | INLET |  | OUTLET | [13 empty] | AI-0195 | Straight Duct | Straight Duct | 1 | EA | AUTO |  |  |  | review=Detected straight duct marker without a nearby duct size. / Missing confirmed duct dimensions. / Straight duct has no confirmed centerline length or coordinates. / Emitted as review-only NOTE row because PDF text does not prove the full 3D DATA contract. | Lay out.pdf page 3, line 521 | 0.32 | APPROVED
DATA | 1960 | PDF-P03 |  |  |  |  | AI0196 |  |  |  |  | STRAIGHT | STRAIGHT_UNKNOWN |  | RECT | [5 empty] | CENTER | 41639 | 12000 | 16020 | 43139 | 12000 | 16020 | 1 | 0 | 0 |  |  |  | XP_XP |  |  |  | 1500 |  | 300 | 300 | [12 empty] | NONE | [21 empty] | INLET |  | OUTLET | [13 empty] | AI-0196 | Straight Duct | Straight Duct | 1 | EA | AUTO |  |  |  | review=Detected straight duct marker without a nearby duct size. / Missing confirmed duct dimensions. / Straight duct has no confirmed centerline length or coordinates. / Emitted as review-only NOTE row because PDF text does not prove the full 3D DATA contract. | Lay out.pdf page 3, line 524 | 0.32 | APPROVED
DATA | 1970 | PDF-P03 |  |  |  |  | AI0197 |  |  |  |  | STRAIGHT | STRAIGHT_UNKNOWN |  | RECT | [5 empty] | CENTER | 43139 | 12000 | 16020 | 44639 | 12000 | 16020 | 1 | 0 | 0 |  |  |  | XP_XP |  |  |  | 1500 |  | 300 | 300 | [12 empty] | NONE | [21 empty] | INLET |  | OUTLET | [13 empty] | AI-0197 | Straight Duct | Straight Duct | 1 | EA | AUTO |  |  |  | review=Detected straight duct marker without a nearby duct size. / Missing confirmed duct dimensions. / Straight duct has no confirmed centerline length or coordinates. / Emitted as review-only NOTE row because PDF text does not prove the full 3D DATA contract. | Lay out.pdf page 3, line 525 | 0.32 | APPROVED
DATA | 1980 | PDF-P03 |  |  |  |  | AI0198 |  |  |  |  | FITTING | ELBOW_UNKNOWN |  | RECT | [5 empty] | CENTER | 44939 | 12000 | 16020 |  |  |  | 0 | 0 | 1 |  |  |  | XP_ZP | [5 empty] | 300 | 300 | [12 empty] | ELBOW | [21 empty] | INLET |  | OUTLET | [13 empty] | AI-0198 | Elbow Duct Fitting | Elbow Duct Fitting | 1 | EA | AUTO |  |  |  | review=Detected fitting text without a nearby duct size. / Missing confirmed duct dimensions. / Emitted as review-only NOTE row because PDF text does not prove the full 3D DATA contract. | Lay out.pdf page 3, line 527 | 0.35 | APPROVED
DATA | 1990 | PDF-P03 |  |  |  |  | AI0199 |  |  |  |  | STRAIGHT | STRAIGHT_UNKNOWN |  | RECT | [5 empty] | CENTER | 44939 | 12000 | 16320 | 44939 | 12000 | 17820 | 0 | 0 | 1 |  |  |  | ZP_ZP |  |  |  | 1500 |  | 300 | 300 | [12 empty] | NONE | [21 empty] | INLET |  | OUTLET | [13 empty] | AI-0199 | Straight Duct | Straight Duct | 1 | EA | AUTO |  |  |  | review=Detected straight duct marker without a nearby duct size. / Missing confirmed duct dimensions. / Straight duct has no confirmed centerline length or coordinates. / Emitted as review-only NOTE row because PDF text does not prove the full 3D DATA contract. | Lay out.pdf page 3, line 528 | 0.32 | APPROVED
DATA | 2000 | PDF-P03 |  |  |  |  | AI0200 |  |  |  |  | FITTING | ELBOW_UNKNOWN |  | RECT | [5 empty] | CENTER | 44939 | 12000 | 18120 |  |  |  | 1 | 0 | 0 |  |  |  | ZP_XP | [5 empty] | 300 | 300 | [12 empty] | ELBOW | [21 empty] | INLET |  | OUTLET | [13 empty] | AI-0200 | Elbow Duct Fitting | Elbow Duct Fitting | 1 | EA | AUTO |  |  |  | review=Detected fitting text without a nearby duct size. / Missing confirmed duct dimensions. / Emitted as review-only NOTE row because PDF text does not prove the full 3D DATA contract. | Lay out.pdf page 3, line 530 | 0.35 | APPROVED
DATA | 2010 | PDF-P03 |  | SA |  |  | AI0201 |  |  |  |  | STRAIGHT | STRAIGHT_RECT |  | RECT | [5 empty] | CENTER | 45239 | 12000 | 18120 | 46739 | 12000 | 18120 | 1 | 0 | 0 |  |  |  | XP_XP |  |  |  | 1500 |  | 10 | 14 |  |  |  | 10 | 14 |  | 10 | 14 |  |  |  |  | NONE | [21 empty] | INLET |  | OUTLET | [13 empty] | AI-0201 | Straight Duct | Straight Duct | 1 | EA | AUTO |  |  |  | service=SA ¦ printed_size=10x14 in ¦ review=Straight duct has no confirmed centerline length or coordinates. / Emitted as review-only NOTE row because PDF text does not prove the full 3D DATA contract. ¦ TOD=153'-10" | Lay out.pdf page 3, line 531 | 0.77 | APPROVED
DATA | 2020 | PDF-P03 |  |  |  |  | AI0202 |  |  |  |  | STRAIGHT | STRAIGHT_UNKNOWN |  | RECT | [5 empty] | CENTER | 46739 | 12000 | 18120 | 48239 | 12000 | 18120 | 1 | 0 | 0 |  |  |  | XP_XP |  |  |  | 1500 |  | 300 | 300 | [12 empty] | NONE | [21 empty] | INLET |  | OUTLET | [13 empty] | AI-0202 | Straight Duct | Straight Duct | 1 | EA | AUTO |  |  |  | review=Detected straight duct marker without a nearby duct size. / Missing confirmed duct dimensions. / Straight duct has no confirmed centerline length or coordinates. / Emitted as review-only NOTE row because PDF text does not prove the full 3D DATA contract. | Lay out.pdf page 3, line 533 | 0.32 | APPROVED
DATA | 2030 | PDF-P03 |  |  |  |  | AI0203 |  |  |  |  | FITTING | WYE_UNKNOWN |  | RECT | [5 empty] | CENTER | 48614 | 12000 | 18120 |  |  |  | 1 | 0 | 0 |  |  |  | XP_XP_BRANCH_YP | [5 empty] | 300 | 300 | [9 empty] | 300 | 300 |  | WYE |  | 90 | [19 empty] | INLET |  | OUTLET | [13 empty] | AI-0203 | Wye Duct Fitting | Wye Duct Fitting | 1 | EA | AUTO |  |  |  | review=Detected fitting text without a nearby duct size. / Missing confirmed duct dimensions. / Branch fitting needs confirmed branch port geometry before DATA export. / Emitted as review-only NOTE row because PDF text does not prove the full 3D DATA contract. | Lay out.pdf page 3, line 535 | 0.35 | APPROVED
DATA | 2040 | PDF-P03 |  |  |  |  | AI0204 |  |  |  |  | FITTING | WYE_UNKNOWN |  | RECT | [5 empty] | CENTER | 49364 | 12000 | 18120 |  |  |  | 1 | 0 | 0 |  |  |  | XP_XP_BRANCH_YP | [5 empty] | 300 | 300 | [9 empty] | 300 | 300 |  | WYE |  | 90 | [19 empty] | INLET |  | OUTLET | [13 empty] | AI-0204 | Wye Duct Fitting | Wye Duct Fitting | 1 | EA | AUTO |  |  |  | review=Detected fitting text without a nearby duct size. / Missing confirmed duct dimensions. / Branch fitting needs confirmed branch port geometry before DATA export. / Emitted as review-only NOTE row because PDF text does not prove the full 3D DATA contract. | Lay out.pdf page 3, line 537 | 0.35 | APPROVED
DATA | 2050 | PDF-P03 |  | SA |  |  | AI0205 |  |  |  |  | STRAIGHT | STRAIGHT_RECT |  | RECT | [5 empty] | CENTER | 49739 | 12000 | 18120 | 51239 | 12000 | 18120 | 1 | 0 | 0 |  |  |  | XP_XP |  |  |  | 1500 |  | 8 | 14 |  |  |  | 8 | 14 |  | 8 | 14 |  |  |  |  | NONE | [21 empty] | INLET |  | OUTLET | [13 empty] | AI-0205 | Straight Duct | Straight Duct | 1 | EA | AUTO |  |  |  | service=SA ¦ printed_size=8x14 in ¦ review=Straight duct has no confirmed centerline length or coordinates. / Emitted as review-only NOTE row because PDF text does not prove the full 3D DATA contract. ¦ TOD=153'-10" | Lay out.pdf page 3, line 542 | 0.77 | APPROVED
DATA | 2060 | PDF-P03 |  | SA |  |  | AI0206 |  |  |  |  | STRAIGHT | STRAIGHT_RECT |  | RECT | [5 empty] | CENTER | 51239 | 12000 | 18120 | 51246 | 12000 | 18120 | 1 | 0 | 0 |  |  |  | XP_XP |  |  |  | 7 | 7 | 8 | 10 |  |  |  | 8 | 10 |  | 8 | 10 |  |  |  |  | NONE | [21 empty] | INLET |  | OUTLET | [13 empty] | AI-0206 | Straight Duct | Straight Duct | 1 | EA | AUTO |  |  |  | service=SA ¦ printed_size=8x10 in ¦ review=Straight length was associated from nearby PDF text context; verify grouping. / Emitted as review-only NOTE row because PDF text does not prove the full 3D DATA contract. ¦ TOD=153'-10" | Lay out.pdf page 3, line 544 | 0.82 | APPROVED
DATA | 2070 | PDF-P03 |  |  |  |  | AI0207 |  |  |  |  | STRAIGHT | STRAIGHT_UNKNOWN |  | RECT | [5 empty] | CENTER | 51246 | 12000 | 18120 | 52746 | 12000 | 18120 | 1 | 0 | 0 |  |  |  | XP_XP |  |  |  | 1500 |  | 300 | 300 | [12 empty] | NONE | [21 empty] | INLET |  | OUTLET | [13 empty] | AI-0207 | Straight Duct | Straight Duct | 1 | EA | AUTO |  |  |  | review=Detected straight duct marker without a nearby duct size. / Missing confirmed duct dimensions. / Straight duct has no confirmed centerline length or coordinates. / Emitted as review-only NOTE row because PDF text does not prove the full 3D DATA contract. | Lay out.pdf page 3, line 547 | 0.32 | APPROVED
DATA | 2080 | PDF-P03 |  |  |  |  | AI0208 |  |  |  |  | STRAIGHT | STRAIGHT_UNKNOWN |  | RECT | [5 empty] | CENTER | 52746 | 12000 | 18120 | 54246 | 12000 | 18120 | 1 | 0 | 0 |  |  |  | XP_XP |  |  |  | 1500 |  | 300 | 300 | [12 empty] | NONE | [21 empty] | INLET |  | OUTLET | [13 empty] | AI-0208 | Straight Duct | Straight Duct | 1 | EA | AUTO |  |  |  | review=Detected straight duct marker without a nearby duct size. / Missing confirmed duct dimensions. / Straight duct has no confirmed centerline length or coordinates. / Emitted as review-only NOTE row because PDF text does not prove the full 3D DATA contract. | Lay out.pdf page 3, line 548 | 0.32 | APPROVED
DATA | 2090 | PDF-P03 |  |  |  |  | AI0209 |  |  |  |  | FITTING | ELBOW_UNKNOWN |  | RECT | [5 empty] | CENTER | 54546 | 12000 | 18120 |  |  |  | 0 | 0 | 1 |  |  |  | XP_ZP | [5 empty] | 300 | 300 | [12 empty] | ELBOW | [21 empty] | INLET |  | OUTLET | [13 empty] | AI-0209 | Elbow Duct Fitting | Elbow Duct Fitting | 1 | EA | AUTO |  |  |  | review=Detected fitting text without a nearby duct size. / Missing confirmed duct dimensions. / Emitted as review-only NOTE row because PDF text does not prove the full 3D DATA contract. | Lay out.pdf page 3, line 552 | 0.35 | APPROVED
DATA | 2100 | PDF-P03 |  |  |  |  | AI0210 |  |  |  |  | FITTING | ELBOW_UNKNOWN |  | RECT | [5 empty] | CENTER | 54546 | 12000 | 18720 |  |  |  | 1 | 0 | 0 |  |  |  | ZP_XP | [5 empty] | 300 | 300 | [12 empty] | ELBOW | [21 empty] | INLET |  | OUTLET | [13 empty] | AI-0210 | Elbow Duct Fitting | Elbow Duct Fitting | 1 | EA | AUTO |  |  |  | review=Detected fitting text without a nearby duct size. / Missing confirmed duct dimensions. / Emitted as review-only NOTE row because PDF text does not prove the full 3D DATA contract. | Lay out.pdf page 3, line 560 | 0.35 | APPROVED
DATA | 2110 | PDF-P03 |  |  |  |  | AI0211 |  |  |  |  | STRAIGHT | STRAIGHT_UNKNOWN |  | RECT | [5 empty] | CENTER | 54846 | 12000 | 18720 | 56346 | 12000 | 18720 | 1 | 0 | 0 |  |  |  | XP_XP |  |  |  | 1500 |  | 300 | 300 | [12 empty] | NONE | [21 empty] | INLET |  | OUTLET | [13 empty] | AI-0211 | Straight Duct | Straight Duct | 1 | EA | AUTO |  |  |  | review=Detected straight duct marker without a nearby duct size. / Missing confirmed duct dimensions. / Straight duct has no confirmed centerline length or coordinates. / Emitted as review-only NOTE row because PDF text does not prove the full 3D DATA contract. | Lay out.pdf page 3, line 563 | 0.32 | APPROVED
DATA | 2120 | PDF-P03 |  |  |  |  | AI0212 |  |  |  |  | STRAIGHT | STRAIGHT_UNKNOWN |  | RECT | [5 empty] | CENTER | 56346 | 12000 | 18720 | 57846 | 12000 | 18720 | 1 | 0 | 0 |  |  |  | XP_XP |  |  |  | 1500 |  | 300 | 300 | [12 empty] | NONE | [21 empty] | INLET |  | OUTLET | [13 empty] | AI-0212 | Straight Duct | Straight Duct | 1 | EA | AUTO |  |  |  | review=Detected straight duct marker without a nearby duct size. / Missing confirmed duct dimensions. / Straight duct has no confirmed centerline length or coordinates. / Emitted as review-only NOTE row because PDF text does not prove the full 3D DATA contract. | Lay out.pdf page 3, line 564 | 0.32 | APPROVED
DATA | 2130 | PDF-P03 |  | SA |  |  | AI0213 |  |  |  |  | STRAIGHT | STRAIGHT_RECT |  | RECT | [5 empty] | CENTER | 57846 | 12000 | 18720 | 57856 | 12000 | 18720 | 1 | 0 | 0 |  |  |  | XP_XP |  |  |  | 10 | 10 | 14 | 16 |  |  |  | 14 | 16 |  | 14 | 16 |  |  |  |  | NONE | [21 empty] | INLET |  | OUTLET | [13 empty] | AI-0213 | Straight Duct | Straight Duct | 1 | EA | AUTO |  |  |  | service=SA ¦ printed_size=14x16 in ¦ review=Straight length was associated from nearby PDF text context; verify grouping. / Emitted as review-only NOTE row because PDF text does not prove the full 3D DATA contract. ¦ TOD=153'-0" | Lay out.pdf page 3, line 566 | 0.82 | APPROVED
DATA | 2140 | PDF-P03 |  |  |  |  | AI0214 |  |  |  |  | STRAIGHT | STRAIGHT_UNKNOWN |  | RECT | [5 empty] | CENTER | 57856 | 12000 | 18720 | 59356 | 12000 | 18720 | 1 | 0 | 0 |  |  |  | XP_XP |  |  |  | 1500 |  | 300 | 300 | [12 empty] | NONE | [21 empty] | INLET |  | OUTLET | [13 empty] | AI-0214 | Straight Duct | Straight Duct | 1 | EA | AUTO |  |  |  | review=Detected straight duct marker without a nearby duct size. / Missing confirmed duct dimensions. / Straight duct has no confirmed centerline length or coordinates. / Emitted as review-only NOTE row because PDF text does not prove the full 3D DATA contract. | Lay out.pdf page 3, line 569 | 0.32 | APPROVED
DATA | 2150 | PDF-P03 |  |  |  |  | AI0215 |  |  |  |  | FITTING | ELBOW_UNKNOWN |  | RECT | [5 empty] | CENTER | 59656 | 12000 | 18720 |  |  |  | 0 | 0 | 1 |  |  |  | XP_ZP | [5 empty] | 300 | 300 | [12 empty] | ELBOW | [21 empty] | INLET |  | OUTLET | [13 empty] | AI-0215 | Elbow Duct Fitting | Elbow Duct Fitting | 1 | EA | AUTO |  |  |  | review=Detected fitting text without a nearby duct size. / Missing confirmed duct dimensions. / Emitted as review-only NOTE row because PDF text does not prove the full 3D DATA contract. | Lay out.pdf page 3, line 571 | 0.35 | APPROVED
DATA | 2160 | PDF-P03 |  |  |  |  | AI0216 |  |  |  |  | STRAIGHT | STRAIGHT_UNKNOWN |  | RECT | [5 empty] | CENTER | 59656 | 12000 | 19020 | 59656 | 12000 | 20520 | 0 | 0 | 1 |  |  |  | ZP_ZP |  |  |  | 1500 |  | 300 | 300 | [12 empty] | NONE | [21 empty] | INLET |  | OUTLET | [13 empty] | AI-0216 | Straight Duct | Straight Duct | 1 | EA | AUTO |  |  |  | review=Detected straight duct marker without a nearby duct size. / Missing confirmed duct dimensions. / Straight duct has no confirmed centerline length or coordinates. / Emitted as review-only NOTE row because PDF text does not prove the full 3D DATA contract. | Lay out.pdf page 3, line 573 | 0.32 | APPROVED
DATA | 2170 | PDF-P03 |  |  |  |  | AI0217 |  |  |  |  | STRAIGHT | STRAIGHT_UNKNOWN |  | RECT | [5 empty] | CENTER | 59656 | 12000 | 20520 | 59656 | 12000 | 22020 | 0 | 0 | 1 |  |  |  | ZP_ZP |  |  |  | 1500 |  | 300 | 300 | [12 empty] | NONE | [21 empty] | INLET |  | OUTLET | [13 empty] | AI-0217 | Straight Duct | Straight Duct | 1 | EA | AUTO |  |  |  | review=Detected straight duct marker without a nearby duct size. / Missing confirmed duct dimensions. / Straight duct has no confirmed centerline length or coordinates. / Emitted as review-only NOTE row because PDF text does not prove the full 3D DATA contract. | Lay out.pdf page 3, line 574 | 0.32 | APPROVED
DATA | 2180 | PDF-P03 |  |  |  |  | AI0218 |  |  |  |  | FITTING | ELBOW_UNKNOWN |  | RECT | [5 empty] | CENTER | 59656 | 12000 | 22320 |  |  |  | 1 | 0 | 0 |  |  |  | ZP_XP | [5 empty] | 300 | 300 | [12 empty] | ELBOW | [21 empty] | INLET |  | OUTLET | [13 empty] | AI-0218 | Elbow Duct Fitting | Elbow Duct Fitting | 1 | EA | AUTO |  |  |  | review=Detected fitting text without a nearby duct size. / Missing confirmed duct dimensions. / Emitted as review-only NOTE row because PDF text does not prove the full 3D DATA contract. | Lay out.pdf page 3, line 576 | 0.35 | APPROVED
DATA | 2190 | PDF-P03 |  | SA |  |  | AI0219 |  |  |  |  | STRAIGHT | STRAIGHT_RECT |  | RECT | [5 empty] | CENTER | 59956 | 12000 | 22320 | 61456 | 12000 | 22320 | 1 | 0 | 0 |  |  |  | XP_XP |  |  |  | 1500 |  | 18 | 10 |  |  |  | 18 | 10 |  | 18 | 10 |  |  |  |  | NONE | [21 empty] | INLET |  | OUTLET | [13 empty] | AI-0219 | Straight Duct | Straight Duct | 1 | EA | AUTO |  |  |  | service=SA ¦ printed_size=18x10 in ¦ review=Straight duct has no confirmed centerline length or coordinates. / Emitted as review-only NOTE row because PDF text does not prove the full 3D DATA contract. ¦ airflow=6000 CFM ¦ TOD=153'-6" | Lay out.pdf page 3, line 581 | 0.82 | APPROVED
DATA | 2200 | PDF-P03 |  | SA |  |  | AI0220 |  |  |  |  | STRAIGHT | STRAIGHT_RECT |  | RECT | [5 empty] | CENTER | 61456 | 12000 | 22320 | 62956 | 12000 | 22320 | 1 | 0 | 0 |  |  |  | XP_XP |  |  |  | 1500 |  | 26 | 18 |  |  |  | 26 | 18 |  | 26 | 18 |  |  |  |  | NONE | [21 empty] | INLET |  | OUTLET | [13 empty] | AI-0220 | Straight Duct | Straight Duct | 1 | EA | AUTO |  |  |  | service=SA ¦ printed_size=26x18 in ¦ review=Straight duct has no confirmed centerline length or coordinates. / Emitted as review-only NOTE row because PDF text does not prove the full 3D DATA contract. ¦ airflow=6000 CFM ¦ TOD=153'-6" | Lay out.pdf page 3, line 583 | 0.82 | APPROVED
DATA | 2210 | PDF-P03 |  |  |  |  | AI0221 |  |  |  |  | STRAIGHT | STRAIGHT_UNKNOWN |  | RECT | [5 empty] | CENTER | 62956 | 12000 | 22320 | 64456 | 12000 | 22320 | 1 | 0 | 0 |  |  |  | XP_XP |  |  |  | 1500 |  | 300 | 300 | [12 empty] | NONE | [21 empty] | INLET |  | OUTLET | [13 empty] | AI-0221 | Straight Duct | Straight Duct | 1 | EA | AUTO |  |  |  | review=Detected straight duct marker without a nearby duct size. / Missing confirmed duct dimensions. / Straight duct has no confirmed centerline length or coordinates. / Emitted as review-only NOTE row because PDF text does not prove the full 3D DATA contract. | Lay out.pdf page 3, line 594 | 0.32 | APPROVED
DATA | 2220 | PDF-P03 |  |  |  |  | AI0222 |  |  |  |  | STRAIGHT | STRAIGHT_UNKNOWN |  | RECT | [5 empty] | CENTER | 64456 | 12000 | 22320 | 65956 | 12000 | 22320 | 1 | 0 | 0 |  |  |  | XP_XP |  |  |  | 1500 |  | 300 | 300 | [12 empty] | NONE | [21 empty] | INLET |  | OUTLET | [13 empty] | AI-0222 | Straight Duct | Straight Duct | 1 | EA | AUTO |  |  |  | review=Detected straight duct marker without a nearby duct size. / Missing confirmed duct dimensions. / Straight duct has no confirmed centerline length or coordinates. / Emitted as review-only NOTE row because PDF text does not prove the full 3D DATA contract. | Lay out.pdf page 3, line 595 | 0.32 | APPROVED
DATA | 2230 | PDF-P03 |  | SA |  |  | AI0223 |  |  |  |  | STRAIGHT | STRAIGHT_RECT |  | RECT | [5 empty] | CENTER | 65956 | 12000 | 22320 | 65971 | 12000 | 22320 | 1 | 0 | 0 |  |  |  | XP_XP |  |  |  | 15 | 15 | 18 | 14 |  |  |  | 18 | 14 |  | 18 | 14 |  |  |  |  | NONE | [21 empty] | INLET |  | OUTLET | [13 empty] | AI-0223 | Straight Duct | Straight Duct | 1 | EA | AUTO |  |  |  | service=SA ¦ printed_size=18x14 in ¦ review=Straight length was associated from nearby PDF text context; verify grouping. / Emitted as review-only NOTE row because PDF text does not prove the full 3D DATA contract. ¦ TOD=153'-10" | Lay out.pdf page 3, line 598 | 0.82 | APPROVED
DATA | 2240 | PDF-P03 |  |  |  |  | AI0224 |  |  |  |  | STRAIGHT | STRAIGHT_UNKNOWN |  | RECT | [5 empty] | CENTER | 65971 | 12000 | 22320 | 67471 | 12000 | 22320 | 1 | 0 | 0 |  |  |  | XP_XP |  |  |  | 1500 |  | 300 | 300 | [12 empty] | NONE | [21 empty] | INLET |  | OUTLET | [13 empty] | AI-0224 | Straight Duct | Straight Duct | 1 | EA | AUTO |  |  |  | review=Detected straight duct marker without a nearby duct size. / Missing confirmed duct dimensions. / Straight duct has no confirmed centerline length or coordinates. / Emitted as review-only NOTE row because PDF text does not prove the full 3D DATA contract. | Lay out.pdf page 3, line 601 | 0.32 | APPROVED
DATA | 2250 | PDF-P03 |  | EA |  |  | AI0225 |  |  |  |  | STRAIGHT | STRAIGHT_RECT |  | RECT | [5 empty] | CENTER | 67471 | 12000 | 22320 | 67478 | 12000 | 22320 | 1 | 0 | 0 |  |  |  | XP_XP |  |  |  | 7 | 7 | 10 | 6 |  |  |  | 10 | 6 |  | 10 | 6 |  |  |  |  | NONE | [21 empty] | INLET |  | OUTLET | [13 empty] | AI-0225 | Straight Duct | Straight Duct | 1 | EA | AUTO |  |  |  | service=EA ¦ printed_size=10x6 in ¦ review=Straight length was associated from nearby PDF text context; verify grouping. / Emitted as review-only NOTE row because PDF text does not prove the full 3D DATA contract. ¦ TOD=153'-10" | Lay out.pdf page 3, line 602 | 0.82 | APPROVED
DATA | 2260 | PDF-P03 |  | EA |  |  | AI0226 |  |  |  |  | STRAIGHT | STRAIGHT_RECT |  | RECT | [5 empty] | CENTER | 67478 | 12000 | 22320 | 68978 | 12000 | 22320 | 1 | 0 | 0 |  |  |  | XP_XP |  |  |  | 1500 |  | 10 | 6 |  |  |  | 10 | 6 |  | 10 | 6 |  |  |  |  | NONE | [21 empty] | INLET |  | OUTLET | [13 empty] | AI-0226 | Straight Duct | Straight Duct | 1 | EA | AUTO |  |  |  | service=EA ¦ printed_size=10x6 in ¦ review=Straight duct has no confirmed centerline length or coordinates. / Emitted as review-only NOTE row because PDF text does not prove the full 3D DATA contract. ¦ airflow=100 CFM ¦ TOD=147'-3" | Lay out.pdf page 3, line 609 | 0.82 | APPROVED
DATA | 2270 | PDF-P03 |  | SA |  |  | AI0227 |  |  |  |  | STRAIGHT | STRAIGHT_RECT |  | RECT | [5 empty] | CENTER | 68978 | 12000 | 22320 | 70478 | 12000 | 22320 | 1 | 0 | 0 |  |  |  | XP_XP |  |  |  | 1500 |  | 20 | 24 |  |  |  | 20 | 24 |  | 20 | 24 |  |  |  |  | NONE | [21 empty] | INLET |  | OUTLET | [13 empty] | AI-0227 | Straight Duct | Straight Duct | 1 | EA | AUTO |  |  |  | service=SA ¦ printed_size=20x24 in ¦ review=Straight duct has no confirmed centerline length or coordinates. / Emitted as review-only NOTE row because PDF text does not prove the full 3D DATA contract. ¦ airflow=5700 CFM | Lay out.pdf page 3, line 620 | 0.77 | APPROVED
DATA | 2280 | PDF-P03 |  | SA |  |  | AI0228 |  |  |  |  | STRAIGHT | STRAIGHT_RECT |  | RECT | [5 empty] | CENTER | 70478 | 12000 | 22320 | 71978 | 12000 | 22320 | 1 | 0 | 0 |  |  |  | XP_XP |  |  |  | 1500 |  | 16 | 10 |  |  |  | 16 | 10 |  | 16 | 10 |  |  |  |  | NONE | [21 empty] | INLET |  | OUTLET | [13 empty] | AI-0228 | Straight Duct | Straight Duct | 1 | EA | AUTO |  |  |  | service=SA ¦ printed_size=16x10 in ¦ review=Straight duct has no confirmed centerline length or coordinates. / Emitted as review-only NOTE row because PDF text does not prove the full 3D DATA contract. ¦ TOD=155'-3" | Lay out.pdf page 3, line 626 | 0.77 | APPROVED
DATA | 2290 | PDF-P03 |  | SR |  |  | AI0229 |  |  |  |  | STRAIGHT | STRAIGHT_RECT |  | RECT | [5 empty] | CENTER | 71978 | 12000 | 22320 | 73478 | 12000 | 22320 | 1 | 0 | 0 |  |  |  | XP_XP |  |  |  | 1500 |  | 14 | 8 |  |  |  | 14 | 8 |  | 14 | 8 |  |  |  |  | NONE | [21 empty] | INLET |  | OUTLET | [13 empty] | AI-0229 | Straight Duct | Straight Duct | 1 | EA | AUTO |  |  |  | service=SR ¦ printed_size=14x8 in ¦ review=Straight duct has no confirmed centerline length or coordinates. / Emitted as review-only NOTE row because PDF text does not prove the full 3D DATA contract. ¦ airflow=500 CFM | Lay out.pdf page 3, line 632 | 0.77 | APPROVED
DATA | 2300 | PDF-P03 |  | SA |  |  | AI0230 |  |  |  |  | STRAIGHT | STRAIGHT_RECT |  | RECT | [5 empty] | CENTER | 73478 | 12000 | 22320 | 74978 | 12000 | 22320 | 1 | 0 | 0 |  |  |  | XP_XP |  |  |  | 1500 |  | 14 | 8 |  |  |  | 14 | 8 |  | 14 | 8 |  |  |  |  | NONE | [21 empty] | INLET |  | OUTLET | [13 empty] | AI-0230 | Straight Duct | Straight Duct | 1 | EA | AUTO |  |  |  | service=SA ¦ printed_size=14x8 in ¦ review=Straight duct has no confirmed centerline length or coordinates. / Emitted as review-only NOTE row because PDF text does not prove the full 3D DATA contract. ¦ airflow=500 CFM ¦ TOD=151'-4" | Lay out.pdf page 3, line 636 | 0.82 | APPROVED
DATA | 2310 | PDF-P03 |  | SA |  |  | AI0231 |  |  |  |  | STRAIGHT | STRAIGHT_RECT |  | RECT | [5 empty] | CENTER | 74978 | 12000 | 22320 | 76478 | 12000 | 22320 | 1 | 0 | 0 |  |  |  | XP_XP |  |  |  | 1500 |  | 14 | 8 |  |  |  | 14 | 8 |  | 14 | 8 |  |  |  |  | NONE | [21 empty] | INLET |  | OUTLET | [13 empty] | AI-0231 | Straight Duct | Straight Duct | 1 | EA | AUTO |  |  |  | service=SA ¦ printed_size=14x8 in ¦ review=Straight duct has no confirmed centerline length or coordinates. / Emitted as review-only NOTE row because PDF text does not prove the full 3D DATA contract. ¦ TOD=151'-4" | Lay out.pdf page 3, line 638 | 0.77 | APPROVED
DATA | 2320 | PDF-P03 |  | SA |  |  | AI0232 |  |  |  |  | FITTING | ELBOW_RECT |  | RECT | [5 empty] | CENTER | 76492 | 12000 | 22320 |  |  |  | 0 | 0 | 1 |  |  |  | XP_ZP | [5 empty] | 14 | 8 |  |  |  | 14 | 8 |  | 14 | 8 |  |  |  |  | ELBOW | [21 empty] | INLET |  | OUTLET | [13 empty] | AI-0232 | Elbow Duct Fitting | Elbow Duct Fitting | 1 | EA | AUTO |  |  |  | service=SA ¦ printed_size=14x8 in ¦ review=Fitting token was associated from nearby PDF text context; verify grouping. / Emitted as review-only NOTE row because PDF text does not prove the full 3D DATA contract. ¦ TOD=151'-4" | Lay out.pdf page 3, line 640 | 0.8 | APPROVED
DATA | 2330 | PDF-P03 |  |  |  |  | AI0233 |  |  |  |  | FITTING | ELBOW_UNKNOWN |  | RECT | [5 empty] | CENTER | 76492 | 12000 | 22634 |  |  |  | 1 | 0 | 0 |  |  |  | ZP_XP | [5 empty] | 300 | 300 | [12 empty] | ELBOW | [21 empty] | INLET |  | OUTLET | [13 empty] | AI-0233 | Elbow Duct Fitting | Elbow Duct Fitting | 1 | EA | AUTO |  |  |  | review=Detected fitting text without a nearby duct size. / Missing confirmed duct dimensions. / Emitted as review-only NOTE row because PDF text does not prove the full 3D DATA contract. | Lay out.pdf page 3, line 643 | 0.35 | APPROVED
DATA | 2340 | PDF-P03 |  | SA |  |  | AI0234 |  |  |  |  | FITTING | ELBOW_RECT |  | RECT | [5 empty] | CENTER | 76810 | 12000 | 22634 |  |  |  | 0 | 0 | 1 |  |  |  | XP_ZP | [5 empty] | 18 | 16 |  |  |  | 18 | 16 |  | 18 | 16 |  |  |  |  | ELBOW | [21 empty] | INLET |  | OUTLET | [13 empty] | AI-0234 | Elbow Duct Fitting | Elbow Duct Fitting | 1 | EA | AUTO |  |  |  | service=SA ¦ printed_size=18x16 in ¦ review=Fitting token was associated from nearby PDF text context; verify grouping. / Emitted as review-only NOTE row because PDF text does not prove the full 3D DATA contract. ¦ TOD=151'-4" | Lay out.pdf page 3, line 644 | 0.8 | APPROVED
DATA | 2350 | PDF-P03 |  |  |  |  | AI0235 |  |  |  |  | FITTING | ELBOW_UNKNOWN |  | RECT | [5 empty] | CENTER | 76810 | 12000 | 22952 |  |  |  | 1 | 0 | 0 |  |  |  | ZP_XP | [5 empty] | 300 | 300 | [12 empty] | ELBOW | [21 empty] | INLET |  | OUTLET | [13 empty] | AI-0235 | Elbow Duct Fitting | Elbow Duct Fitting | 1 | EA | AUTO |  |  |  | review=Detected fitting text without a nearby duct size. / Missing confirmed duct dimensions. / Emitted as review-only NOTE row because PDF text does not prove the full 3D DATA contract. | Lay out.pdf page 3, line 652 | 0.35 | APPROVED
DATA | 2360 | PDF-P03 |  | SA |  |  | AI0236 |  |  |  |  | FITTING | ELBOW_RECT |  | RECT | [5 empty] | CENTER | 77120 | 12000 | 22952 |  |  |  | 0 | 0 | 1 |  |  |  | XP_ZP | [5 empty] | 10 | 14 |  |  |  | 10 | 14 |  | 10 | 14 |  |  |  |  | ELBOW | [21 empty] | INLET |  | OUTLET | [13 empty] | AI-0236 | Elbow Duct Fitting | Elbow Duct Fitting | 1 | EA | AUTO |  |  |  | service=SA ¦ printed_size=10x14 in ¦ review=Fitting token was associated from nearby PDF text context; verify grouping. / Emitted as review-only NOTE row because PDF text does not prove the full 3D DATA contract. ¦ TOD=153'-2" | Lay out.pdf page 3, line 653 | 0.8 | APPROVED
DATA | 2370 | PDF-P03 |  | SA |  |  | AI0237 |  |  |  |  | FITTING | ELBOW_RECT |  | RECT | [5 empty] | CENTER | 77120 | 12000 | 22972 |  |  |  | 1 | 0 | 0 |  |  |  | ZP_XP | [5 empty] | 10 | 18 |  |  |  | 10 | 18 |  | 10 | 18 |  |  |  |  | ELBOW | [21 empty] | INLET |  | OUTLET | [13 empty] | AI-0237 | Elbow Duct Fitting | Elbow Duct Fitting | 1 | EA | AUTO |  |  |  | service=SA ¦ printed_size=10x18 in ¦ review=Fitting token was associated from nearby PDF text context; verify grouping. / Emitted as review-only NOTE row because PDF text does not prove the full 3D DATA contract. ¦ TOD=153'-2" | Lay out.pdf page 3, line 655 | 0.8 | APPROVED
DATA | 2380 | PDF-P03 |  | SA |  |  | AI0238 |  |  |  |  | STRAIGHT | STRAIGHT_RECT |  | RECT | [5 empty] | CENTER | 77130 | 12000 | 22972 | 78630 | 12000 | 22972 | 1 | 0 | 0 |  |  |  | XP_XP |  |  |  | 1500 |  | 14 | 16 |  |  |  | 14 | 16 |  | 14 | 16 |  |  |  |  | NONE | [21 empty] | INLET |  | OUTLET | [13 empty] | AI-0238 | Straight Duct | Straight Duct | 1 | EA | AUTO |  |  |  | service=SA ¦ printed_size=14x16 in ¦ review=Straight duct has no confirmed centerline length or coordinates. / Emitted as review-only NOTE row because PDF text does not prove the full 3D DATA contract. ¦ TOD=153'-2" | Lay out.pdf page 3, line 657 | 0.77 | APPROVED
DATA | 2390 | PDF-P03 |  |  |  |  | AI0239 |  |  |  |  | STRAIGHT | STRAIGHT_UNKNOWN |  | RECT | [5 empty] | CENTER | 78630 | 12000 | 22972 | 80130 | 12000 | 22972 | 1 | 0 | 0 |  |  |  | XP_XP |  |  |  | 1500 |  | 300 | 300 | [12 empty] | NONE | [21 empty] | INLET |  | OUTLET | [13 empty] | AI-0239 | Straight Duct | Straight Duct | 1 | EA | AUTO |  |  |  | review=Detected straight duct marker without a nearby duct size. / Missing confirmed duct dimensions. / Straight duct has no confirmed centerline length or coordinates. / Emitted as review-only NOTE row because PDF text does not prove the full 3D DATA contract. | Lay out.pdf page 3, line 662 | 0.32 | APPROVED
DATA | 2400 | PDF-P03 |  |  |  |  | AI0240 |  |  |  |  | STRAIGHT | STRAIGHT_UNKNOWN |  | RECT | [5 empty] | CENTER | 80130 | 12000 | 22972 | 81630 | 12000 | 22972 | 1 | 0 | 0 |  |  |  | XP_XP |  |  |  | 1500 |  | 300 | 300 | [12 empty] | NONE | [21 empty] | INLET |  | OUTLET | [13 empty] | AI-0240 | Straight Duct | Straight Duct | 1 | EA | AUTO |  |  |  | review=Detected straight duct marker without a nearby duct size. / Missing confirmed duct dimensions. / Straight duct has no confirmed centerline length or coordinates. / Emitted as review-only NOTE row because PDF text does not prove the full 3D DATA contract. | Lay out.pdf page 3, line 665 | 0.32 | APPROVED
DATA | 2410 | PDF-P03 |  | SR |  |  | AI0241 |  |  |  |  | STRAIGHT | STRAIGHT_RECT |  | RECT | [5 empty] | CENTER | 81630 | 12000 | 22972 | 83130 | 12000 | 22972 | 1 | 0 | 0 |  |  |  | XP_XP |  |  |  | 1500 |  | 22 | 12 |  |  |  | 22 | 12 |  | 22 | 12 |  |  |  |  | NONE | [21 empty] | INLET |  | OUTLET | [13 empty] | AI-0241 | Straight Duct | Straight Duct | 1 | EA | AUTO |  |  |  | service=SR ¦ printed_size=22x12 in ¦ review=Straight duct has no confirmed centerline length or coordinates. / Emitted as review-only NOTE row because PDF text does not prove the full 3D DATA contract. ¦ airflow=1000 CFM | Lay out.pdf page 3, line 668 | 0.77 | APPROVED
DATA | 2420 | PDF-P03 |  |  |  |  | AI0242 |  |  |  |  | FITTING | ELBOW_UNKNOWN |  | RECT | [5 empty] | CENTER | 83430 | 12000 | 22972 |  |  |  | 0 | 0 | 1 |  |  |  | XP_ZP | [5 empty] | 300 | 300 | [12 empty] | ELBOW | [21 empty] | INLET |  | OUTLET | [13 empty] | AI-0242 | Elbow Duct Fitting | Elbow Duct Fitting | 1 | EA | AUTO |  |  |  | review=Detected fitting text without a nearby duct size. / Missing confirmed duct dimensions. / Emitted as review-only NOTE row because PDF text does not prove the full 3D DATA contract. | Lay out.pdf page 3, line 671 | 0.35 | APPROVED
DATA | 2430 | PDF-P03 |  | SR |  |  | AI0243 |  |  |  |  | STRAIGHT | STRAIGHT_RECT |  | RECT | [5 empty] | CENTER | 83430 | 12000 | 23272 | 83430 | 12000 | 24772 | 0 | 0 | 1 |  |  |  | ZP_ZP |  |  |  | 1500 |  | 10 | 14 |  |  |  | 10 | 14 |  | 10 | 14 |  |  |  |  | NONE | [21 empty] | INLET |  | OUTLET | [13 empty] | AI-0243 | Straight Duct | Straight Duct | 1 | EA | AUTO |  |  |  | service=SR ¦ printed_size=10x14 in ¦ review=Straight duct has no confirmed centerline length or coordinates. / Emitted as review-only NOTE row because PDF text does not prove the full 3D DATA contract. ¦ airflow=500 CFM | Lay out.pdf page 3, line 677 | 0.77 | APPROVED
DATA | 2440 | PDF-P03 |  | SR |  |  | AI0244 |  |  |  |  | STRAIGHT | STRAIGHT_RECT |  | RECT | [5 empty] | CENTER | 83430 | 12000 | 24772 | 83430 | 12000 | 24784 | 0 | 0 | 1 |  |  |  | ZP_ZP |  |  |  | 12 | 12 | 12 | 22 |  |  |  | 12 | 22 |  | 12 | 22 |  |  |  |  | NONE | [21 empty] | INLET |  | OUTLET | [13 empty] | AI-0244 | Straight Duct | Straight Duct | 1 | EA | AUTO |  |  |  | service=SR ¦ printed_size=12x22 in ¦ review=Straight length was associated from nearby PDF text context; verify grouping. / Emitted as review-only NOTE row because PDF text does not prove the full 3D DATA contract. ¦ airflow=500 CFM | Lay out.pdf page 3, line 681 | 0.82 | APPROVED
DATA | 2450 | PDF-P03 |  |  |  |  | AI0245 |  |  |  |  | STRAIGHT | STRAIGHT_UNKNOWN |  | RECT | [5 empty] | CENTER | 83430 | 12000 | 24784 | 83430 | 12000 | 26284 | 0 | 0 | 1 |  |  |  | ZP_ZP |  |  |  | 1500 |  | 300 | 300 | [12 empty] | NONE | [21 empty] | INLET |  | OUTLET | [13 empty] | AI-0245 | Straight Duct | Straight Duct | 1 | EA | AUTO |  |  |  | review=Detected straight duct marker without a nearby duct size. / Missing confirmed duct dimensions. / Straight duct has no confirmed centerline length or coordinates. / Emitted as review-only NOTE row because PDF text does not prove the full 3D DATA contract. | Lay out.pdf page 3, line 683 | 0.32 | APPROVED
DATA | 2460 | PDF-P03 |  |  |  |  | AI0246 |  |  |  |  | FITTING | ELBOW_UNKNOWN |  | RECT | [5 empty] | CENTER | 83430 | 12000 | 26584 |  |  |  | 1 | 0 | 0 |  |  |  | ZP_XP | [5 empty] | 300 | 300 | [12 empty] | ELBOW | [21 empty] | INLET |  | OUTLET | [13 empty] | AI-0246 | Elbow Duct Fitting | Elbow Duct Fitting | 1 | EA | AUTO |  |  |  | review=Detected fitting text without a nearby duct size. / Missing confirmed duct dimensions. / Emitted as review-only NOTE row because PDF text does not prove the full 3D DATA contract. | Lay out.pdf page 3, line 688 | 0.35 | APPROVED
DATA | 2470 | PDF-P03 |  | SR |  |  | AI0247 |  |  |  |  | STRAIGHT | STRAIGHT_RECT |  | RECT | [5 empty] | CENTER | 83730 | 12000 | 26584 | 85230 | 12000 | 26584 | 1 | 0 | 0 |  |  |  | XP_XP |  |  |  | 1500 |  | 6 | 12 |  |  |  | 6 | 12 |  | 6 | 12 |  |  |  |  | NONE | [21 empty] | INLET |  | OUTLET | [13 empty] | AI-0247 | Straight Duct | Straight Duct | 1 | EA | AUTO |  |  |  | service=SR ¦ printed_size=6x12 in ¦ review=Straight duct has no confirmed centerline length or coordinates. / Emitted as review-only NOTE row because PDF text does not prove the full 3D DATA contract. ¦ airflow=500 CFM ¦ TOD=148'-6" | Lay out.pdf page 3, line 691 | 0.82 | APPROVED
DATA | 2480 | PDF-P03 |  | SA |  |  | AI0248 |  |  |  |  | STRAIGHT | STRAIGHT_RECT |  | RECT | [5 empty] | CENTER | 85230 | 12000 | 26584 | 86730 | 12000 | 26584 | 1 | 0 | 0 |  |  |  | XP_XP |  |  |  | 1500 |  | 6 | 12 |  |  |  | 6 | 12 |  | 6 | 12 |  |  |  |  | NONE | [21 empty] | INLET |  | OUTLET | [13 empty] | AI-0248 | Straight Duct | Straight Duct | 1 | EA | AUTO |  |  |  | service=SA ¦ printed_size=6x12 in ¦ review=Straight duct has no confirmed centerline length or coordinates. / Emitted as review-only NOTE row because PDF text does not prove the full 3D DATA contract. ¦ airflow=500 CFM ¦ TOD=148'-6" | Lay out.pdf page 3, line 693 | 0.82 | APPROVED
DATA | 2490 | PDF-P03 |  | SA |  |  | AI0249 |  |  |  |  | STRAIGHT | STRAIGHT_RECT |  | RECT | [5 empty] | CENTER | 86730 | 12000 | 26584 | 88230 | 12000 | 26584 | 1 | 0 | 0 |  |  |  | XP_XP |  |  |  | 1500 |  | 18 | 10 |  |  |  | 18 | 10 |  | 18 | 10 |  |  |  |  | NONE | [21 empty] | INLET |  | OUTLET | [13 empty] | AI-0249 | Straight Duct | Straight Duct | 1 | EA | AUTO |  |  |  | service=SA ¦ printed_size=18x10 in ¦ review=Straight duct has no confirmed centerline length or coordinates. / Emitted as review-only NOTE row because PDF text does not prove the full 3D DATA contract. ¦ airflow=500 CFM ¦ TOD=148'-6" | Lay out.pdf page 3, line 695 | 0.82 | APPROVED
DATA | 2500 | PDF-P03 |  | SR |  |  | AI0250 |  |  |  |  | STRAIGHT | STRAIGHT_RECT |  | RECT | [5 empty] | CENTER | 88230 | 12000 | 26584 | 89730 | 12000 | 26584 | 1 | 0 | 0 |  |  |  | XP_XP |  |  |  | 1500 |  | 10 | 14 |  |  |  | 10 | 14 |  | 10 | 14 |  |  |  |  | NONE | [21 empty] | INLET |  | OUTLET | [13 empty] | AI-0250 | Straight Duct | Straight Duct | 1 | EA | AUTO |  |  |  | service=SR ¦ printed_size=10x14 in ¦ review=Straight duct has no confirmed centerline length or coordinates. / Emitted as review-only NOTE row because PDF text does not prove the full 3D DATA contract. | Lay out.pdf page 3, line 703 | 0.72 | APPROVED
DATA | 2510 | PDF-P03 |  | SR |  |  | AI0251 |  |  |  |  | STRAIGHT | STRAIGHT_RECT |  | RECT | [5 empty] | CENTER | 89730 | 12000 | 26584 | 91230 | 12000 | 26584 | 1 | 0 | 0 |  |  |  | XP_XP |  |  |  | 1500 |  | 10 | 14 |  |  |  | 10 | 14 |  | 10 | 14 |  |  |  |  | NONE | [21 empty] | INLET |  | OUTLET | [13 empty] | AI-0251 | Straight Duct | Straight Duct | 1 | EA | AUTO |  |  |  | service=SR ¦ printed_size=10x14 in ¦ review=Straight duct has no confirmed centerline length or coordinates. / Emitted as review-only NOTE row because PDF text does not prove the full 3D DATA contract. ¦ airflow=500 CFM | Lay out.pdf page 3, line 720 | 0.77 | APPROVED
DATA | 2520 | PDF-P03 |  | SR |  |  | AI0252 |  |  |  |  | STRAIGHT | STRAIGHT_RECT |  | RECT | [5 empty] | CENTER | 91230 | 12000 | 26584 | 92730 | 12000 | 26584 | 1 | 0 | 0 |  |  |  | XP_XP |  |  |  | 1500 |  | 8 | 8 |  |  |  | 8 | 8 |  | 8 | 8 |  |  |  |  | NONE | [21 empty] | INLET |  | OUTLET | [13 empty] | AI-0252 | Straight Duct | Straight Duct | 1 | EA | AUTO |  |  |  | service=SR ¦ printed_size=8x8 in ¦ review=Straight duct has no confirmed centerline length or coordinates. / Emitted as review-only NOTE row because PDF text does not prove the full 3D DATA contract. ¦ airflow=500 CFM | Lay out.pdf page 3, line 724 | 0.77 | APPROVED
DATA | 2530 | PDF-P03 |  | SA |  |  | AI0253 |  |  |  |  | STRAIGHT | STRAIGHT_RECT |  | RECT | [5 empty] | CENTER | 92730 | 12000 | 26584 | 94230 | 12000 | 26584 | 1 | 0 | 0 |  |  |  | XP_XP |  |  |  | 1500 |  | 18 | 10 |  |  |  | 18 | 10 |  | 18 | 10 |  |  |  |  | NONE | [21 empty] | INLET |  | OUTLET | [13 empty] | AI-0253 | Straight Duct | Straight Duct | 1 | EA | AUTO |  |  |  | service=SA ¦ printed_size=18x10 in ¦ review=Straight duct has no confirmed centerline length or coordinates. / Emitted as review-only NOTE row because PDF text does not prove the full 3D DATA contract. ¦ TOD=153'-6" | Lay out.pdf page 3, line 729 | 0.77 | APPROVED
DATA | 2540 | PDF-P03 |  |  |  |  | AI0254 |  |  |  |  | STRAIGHT | STRAIGHT_UNKNOWN |  | RECT | [5 empty] | CENTER | 94230 | 12000 | 26584 | 95730 | 12000 | 26584 | 1 | 0 | 0 |  |  |  | XP_XP |  |  |  | 1500 |  | 300 | 300 | [12 empty] | NONE | [21 empty] | INLET |  | OUTLET | [13 empty] | AI-0254 | Straight Duct | Straight Duct | 1 | EA | AUTO |  |  |  | review=Detected straight duct marker without a nearby duct size. / Missing confirmed duct dimensions. / Straight duct has no confirmed centerline length or coordinates. / Emitted as review-only NOTE row because PDF text does not prove the full 3D DATA contract. | Lay out.pdf page 3, line 734 | 0.32 | APPROVED
DATA | 2550 | PDF-P03 |  | SA |  |  | AI0255 |  |  |  |  | STRAIGHT | STRAIGHT_RECT |  | RECT | [5 empty] | CENTER | 95730 | 12000 | 26584 | 97230 | 12000 | 26584 | 1 | 0 | 0 |  |  |  | XP_XP |  |  |  | 1500 |  | 14 | 16 |  |  |  | 14 | 16 |  | 14 | 16 |  |  |  |  | NONE | [21 empty] | INLET |  | OUTLET | [13 empty] | AI-0255 | Straight Duct | Straight Duct | 1 | EA | AUTO |  |  |  | service=SA ¦ printed_size=14x16 in ¦ review=Straight duct has no confirmed centerline length or coordinates. / Emitted as review-only NOTE row because PDF text does not prove the full 3D DATA contract. ¦ TOD=153'-0" | Lay out.pdf page 3, line 735 | 0.77 | APPROVED
DATA | 2560 | PDF-P03 |  |  |  |  | AI0256 |  |  |  |  | FITTING | ELBOW_UNKNOWN |  | RECT | [5 empty] | CENTER | 97530 | 12000 | 26584 |  |  |  | 0 | 0 | 1 |  |  |  | XP_ZP | [5 empty] | 300 | 300 | [12 empty] | ELBOW | [21 empty] | INLET |  | OUTLET | [13 empty] | AI-0256 | Elbow Duct Fitting | Elbow Duct Fitting | 1 | EA | AUTO |  |  |  | review=Detected fitting text without a nearby duct size. / Missing confirmed duct dimensions. / Emitted as review-only NOTE row because PDF text does not prove the full 3D DATA contract. | Lay out.pdf page 3, line 738 | 0.35 | APPROVED
DATA | 2570 | PDF-P03 |  | SA |  |  | AI0257 |  |  |  |  | FITTING | ELBOW_RECT |  | RECT | [5 empty] | CENTER | 97530 | 12000 | 26892 |  |  |  | 1 | 0 | 0 |  |  |  | ZP_XP | [5 empty] | 8 | 8 |  |  |  | 8 | 8 |  | 8 | 8 |  |  |  |  | ELBOW | [21 empty] | INLET |  | OUTLET | [13 empty] | AI-0257 | Elbow Duct Fitting | Elbow Duct Fitting | 1 | EA | AUTO |  |  |  | service=SA ¦ printed_size=8x8 in ¦ review=Fitting token was associated from nearby PDF text context; verify grouping. / Emitted as review-only NOTE row because PDF text does not prove the full 3D DATA contract. ¦ TOD=153'-0" | Lay out.pdf page 3, line 739 | 0.8 | APPROVED
DATA | 2580 | PDF-P03 |  | SA |  |  | AI0258 |  |  |  |  | FITTING | ELBOW_RECT |  | RECT | [5 empty] | CENTER | 97560 | 12000 | 26892 |  |  |  | 0 | 0 | 1 |  |  |  | XP_ZP | [5 empty] | 22 | 12 |  |  |  | 22 | 12 |  | 22 | 12 |  |  |  |  | ELBOW | [21 empty] | INLET |  | OUTLET | [13 empty] | AI-0258 | Elbow Duct Fitting | Elbow Duct Fitting | 1 | EA | AUTO |  |  |  | service=SA ¦ printed_size=22x12 in ¦ review=Fitting token was associated from nearby PDF text context; verify grouping. / Emitted as review-only NOTE row because PDF text does not prove the full 3D DATA contract. ¦ TOD=152'-8" | Lay out.pdf page 3, line 741 | 0.8 | APPROVED
DATA | 2590 | PDF-P03 |  | SR |  |  | AI0259 |  |  |  |  | FITTING | ELBOW_RECT |  | RECT | [5 empty] | CENTER | 97560 | 12000 | 26922 |  |  |  | 1 | 0 | 0 |  |  |  | ZP_XP | [5 empty] | 8 | 8 |  |  |  | 8 | 8 |  | 8 | 8 |  |  |  |  | ELBOW | [21 empty] | INLET |  | OUTLET | [13 empty] | AI-0259 | Elbow Duct Fitting | Elbow Duct Fitting | 1 | EA | AUTO |  |  |  | service=SR ¦ printed_size=8x8 in ¦ review=Fitting token was associated from nearby PDF text context; verify grouping. / Emitted as review-only NOTE row because PDF text does not prove the full 3D DATA contract. ¦ airflow=500 CFM | Lay out.pdf page 3, line 748 | 0.8 | APPROVED
DATA | 2600 | PDF-P03 |  |  |  |  | AI0260 |  |  |  |  | FITTING | ELBOW_UNKNOWN |  | RECT | [5 empty] | CENTER | 97868 | 12000 | 26922 |  |  |  | 0 | 0 | 1 |  |  |  | XP_ZP | [5 empty] | 300 | 300 | [12 empty] | ELBOW | [21 empty] | INLET |  | OUTLET | [13 empty] | AI-0260 | Elbow Duct Fitting | Elbow Duct Fitting | 1 | EA | AUTO |  |  |  | review=Detected fitting text without a nearby duct size. / Missing confirmed duct dimensions. / Emitted as review-only NOTE row because PDF text does not prove the full 3D DATA contract. | Lay out.pdf page 3, line 751 | 0.35 | APPROVED
DATA | 2610 | PDF-P03 |  |  |  |  | AI0261 |  |  |  |  | STRAIGHT | STRAIGHT_UNKNOWN |  | RECT | [5 empty] | CENTER | 97868 | 12000 | 27222 | 97868 | 12000 | 28722 | 0 | 0 | 1 |  |  |  | ZP_ZP |  |  |  | 1500 |  | 300 | 300 | [12 empty] | NONE | [21 empty] | INLET |  | OUTLET | [13 empty] | AI-0261 | Straight Duct | Straight Duct | 1 | EA | AUTO |  |  |  | review=Detected straight duct marker without a nearby duct size. / Missing confirmed duct dimensions. / Straight duct has no confirmed centerline length or coordinates. / Emitted as review-only NOTE row because PDF text does not prove the full 3D DATA contract. | Lay out.pdf page 3, line 752 | 0.32 | APPROVED
DATA | 2620 | PDF-P03 |  | SR |  |  | AI0262 |  |  |  |  | STRAIGHT | STRAIGHT_RECT |  | RECT | [5 empty] | CENTER | 97868 | 12000 | 28722 | 97868 | 12000 | 30222 | 0 | 0 | 1 |  |  |  | ZP_ZP |  |  |  | 1500 |  | 16 | 10 |  |  |  | 16 | 10 |  | 16 | 10 |  |  |  |  | NONE | [21 empty] | INLET |  | OUTLET | [13 empty] | AI-0262 | Straight Duct | Straight Duct | 1 | EA | AUTO |  |  |  | service=SR ¦ printed_size=16x10 in ¦ review=Straight duct has no confirmed centerline length or coordinates. / Emitted as review-only NOTE row because PDF text does not prove the full 3D DATA contract. | Lay out.pdf page 3, line 756 | 0.72 | APPROVED
DATA | 2630 | PDF-P03 |  | SR |  |  | AI0263 |  |  |  |  | STRAIGHT | STRAIGHT_RECT |  | RECT | [5 empty] | CENTER | 97868 | 12000 | 30222 | 97868 | 12000 | 31722 | 0 | 0 | 1 |  |  |  | ZP_ZP |  |  |  | 1500 |  | 14 | 10 |  |  |  | 14 | 10 |  | 14 | 10 |  |  |  |  | NONE | [21 empty] | INLET |  | OUTLET | [13 empty] | AI-0263 | Straight Duct | Straight Duct | 1 | EA | AUTO |  |  |  | service=SR ¦ printed_size=14x10 in ¦ review=Straight duct has no confirmed centerline length or coordinates. / Emitted as review-only NOTE row because PDF text does not prove the full 3D DATA contract. ¦ airflow=750 CFM | Lay out.pdf page 3, line 760 | 0.77 | APPROVED
DATA | 2640 | PDF-P03 |  | SA |  |  | AI0264 |  |  |  |  | STRAIGHT | STRAIGHT_RECT |  | RECT | [5 empty] | CENTER | 97868 | 12000 | 31722 | 97868 | 12000 | 33222 | 0 | 0 | 1 |  |  |  | ZP_ZP |  |  |  | 1500 |  | 18 | 14 |  |  |  | 18 | 14 |  | 18 | 14 |  |  |  |  | NONE | [21 empty] | INLET |  | OUTLET | [13 empty] | AI-0264 | Straight Duct | Straight Duct | 1 | EA | AUTO |  |  |  | service=SA ¦ printed_size=18x14 in ¦ review=Straight duct has no confirmed centerline length or coordinates. / Emitted as review-only NOTE row because PDF text does not prove the full 3D DATA contract. ¦ airflow=750 CFM ¦ TOD=153'-4" | Lay out.pdf page 3, line 763 | 0.82 | APPROVED
DATA | 2650 | PDF-P03 |  | SR |  |  | AI0265 |  |  |  |  | STRAIGHT | STRAIGHT_RECT |  | RECT | [5 empty] | CENTER | 97868 | 12000 | 33222 | 97868 | 12000 | 34722 | 0 | 0 | 1 |  |  |  | ZP_ZP |  |  |  | 1500 |  | 14 | 10 |  |  |  | 14 | 10 |  | 14 | 10 |  |  |  |  | NONE | [21 empty] | INLET |  | OUTLET | [13 empty] | AI-0265 | Straight Duct | Straight Duct | 1 | EA | AUTO |  |  |  | service=SR ¦ printed_size=14x10 in ¦ review=Straight duct has no confirmed centerline length or coordinates. / Emitted as review-only NOTE row because PDF text does not prove the full 3D DATA contract. ¦ airflow=750 CFM ¦ TOD=153'-4" | Lay out.pdf page 3, line 765 | 0.82 | APPROVED
DATA | 2660 | PDF-P03 |  | SA |  |  | AI0266 |  |  |  |  | STRAIGHT | STRAIGHT_RECT |  | RECT | [5 empty] | CENTER | 97868 | 12000 | 34722 | 97868 | 12000 | 36222 | 0 | 0 | 1 |  |  |  | ZP_ZP |  |  |  | 1500 |  | 14 | 16 |  |  |  | 14 | 16 |  | 14 | 16 |  |  |  |  | NONE | [21 empty] | INLET |  | OUTLET | [13 empty] | AI-0266 | Straight Duct | Straight Duct | 1 | EA | AUTO |  |  |  | service=SA ¦ printed_size=14x16 in ¦ review=Straight duct has no confirmed centerline length or coordinates. / Emitted as review-only NOTE row because PDF text does not prove the full 3D DATA contract. ¦ airflow=750 CFM ¦ TOD=153'-4" | Lay out.pdf page 3, line 767 | 0.82 | APPROVED
DATA | 2670 | PDF-P03 |  | SR |  |  | AI0267 |  |  |  |  | STRAIGHT | STRAIGHT_RECT |  | RECT | [5 empty] | CENTER | 97868 | 12000 | 36222 | 97868 | 12000 | 37722 | 0 | 0 | 1 |  |  |  | ZP_ZP |  |  |  | 1500 |  | 16 | 10 |  |  |  | 16 | 10 |  | 16 | 10 |  |  |  |  | NONE | [21 empty] | INLET |  | OUTLET | [13 empty] | AI-0267 | Straight Duct | Straight Duct | 1 | EA | AUTO |  |  |  | service=SR ¦ printed_size=16x10 in ¦ review=Straight duct has no confirmed centerline length or coordinates. / Emitted as review-only NOTE row because PDF text does not prove the full 3D DATA contract. ¦ airflow=500 CFM | Lay out.pdf page 3, line 774 | 0.77 | APPROVED
DATA | 2680 | PDF-P03 |  | SA |  |  | AI0268 |  |  |  |  | STRAIGHT | STRAIGHT_RECT |  | RECT | [5 empty] | CENTER | 97868 | 12000 | 37722 | 97868 | 12000 | 39222 | 0 | 0 | 1 |  |  |  | ZP_ZP |  |  |  | 1500 |  | 24 | 14 |  |  |  | 24 | 14 |  | 24 | 14 |  |  |  |  | NONE | [21 empty] | INLET |  | OUTLET | [13 empty] | AI-0268 | Straight Duct | Straight Duct | 1 | EA | AUTO |  |  |  | service=SA ¦ printed_size=24x14 in ¦ review=Straight duct has no confirmed centerline length or coordinates. / Emitted as review-only NOTE row because PDF text does not prove the full 3D DATA contract. ¦ airflow=500 CFM ¦ TOD=154'-4" | Lay out.pdf page 3, line 777 | 0.82 | APPROVED
DATA | 2690 | PDF-P03 |  |  |  |  | AI0269 |  |  |  |  | FITTING | ELBOW_UNKNOWN |  | RECT | [5 empty] | CENTER | 97868 | 12000 | 39522 |  |  |  | 1 | 0 | 0 |  |  |  | ZP_XP | [5 empty] | 300 | 300 | [12 empty] | ELBOW | [21 empty] | INLET |  | OUTLET | [13 empty] | AI-0269 | Elbow Duct Fitting | Elbow Duct Fitting | 1 | EA | AUTO |  |  |  | review=Detected fitting text without a nearby duct size. / Missing confirmed duct dimensions. / Emitted as review-only NOTE row because PDF text does not prove the full 3D DATA contract. | Lay out.pdf page 3, line 783 | 0.35 | APPROVED
DATA | 2700 | PDF-P03 |  | SR |  |  | AI0270 |  |  |  |  | FITTING | ELBOW_RECT |  | RECT | [5 empty] | CENTER | 98176 | 12000 | 39522 |  |  |  | 0 | 0 | 1 |  |  |  | XP_ZP | [5 empty] | 8 | 8 |  |  |  | 8 | 8 |  | 8 | 8 |  |  |  |  | ELBOW | [21 empty] | INLET |  | OUTLET | [13 empty] | AI-0270 | Elbow Duct Fitting | Elbow Duct Fitting | 1 | EA | AUTO |  |  |  | service=SR ¦ printed_size=8x8 in ¦ review=Fitting token was associated from nearby PDF text context; verify grouping. / Emitted as review-only NOTE row because PDF text does not prove the full 3D DATA contract. ¦ airflow=500 CFM | Lay out.pdf page 3, line 786 | 0.8 | APPROVED
DATA | 2710 | PDF-P03 |  | SR |  |  | AI0271 |  |  |  |  | FITTING | ELBOW_RECT |  | RECT | [5 empty] | CENTER | 98176 | 12000 | 39548 |  |  |  | 1 | 0 | 0 |  |  |  | ZP_XP | [5 empty] | 18 | 14 |  |  |  | 18 | 14 |  | 18 | 14 |  |  |  |  | ELBOW | [21 empty] | INLET |  | OUTLET | [13 empty] | AI-0271 | Elbow Duct Fitting | Elbow Duct Fitting | 1 | EA | AUTO |  |  |  | service=SR ¦ printed_size=18x14 in ¦ review=Fitting token was associated from nearby PDF text context; verify grouping. / Emitted as review-only NOTE row because PDF text does not prove the full 3D DATA contract. ¦ airflow=1000 CFM | Lay out.pdf page 3, line 790 | 0.8 | APPROVED
DATA | 2720 | PDF-P03 |  |  |  |  | AI0272 |  |  |  |  | FITTING | ELBOW_UNKNOWN |  | RECT | [5 empty] | CENTER | 98494 | 12000 | 39548 |  |  |  | 0 | 0 | 1 |  |  |  | XP_ZP | [5 empty] | 300 | 300 | [12 empty] | ELBOW | [21 empty] | INLET |  | OUTLET | [13 empty] | AI-0272 | Elbow Duct Fitting | Elbow Duct Fitting | 1 | EA | AUTO |  |  |  | review=Detected fitting text without a nearby duct size. / Missing confirmed duct dimensions. / Emitted as review-only NOTE row because PDF text does not prove the full 3D DATA contract. | Lay out.pdf page 3, line 793 | 0.35 | APPROVED
DATA | 2730 | PDF-P05 |  | EA |  |  | AI0273 |  |  |  |  | STRAIGHT | STRAIGHT_RECT |  | RECT | [5 empty] | CENTER | 0 | 18000 | 3000 | 1500 | 18000 | 3000 | 1 | 0 | 0 |  |  |  | XP_XP |  |  |  | 1500 |  | 12 | 10 |  |  |  | 12 | 10 |  | 12 | 10 |  |  |  |  | NONE | [21 empty] | INLET |  | OUTLET | [13 empty] | AI-0273 | Straight Duct | Straight Duct | 1 | EA | AUTO |  |  |  | service=EA ¦ printed_size=12x10 in ¦ review=Straight duct has no confirmed centerline length or coordinates. / Emitted as review-only NOTE row because PDF text does not prove the full 3D DATA contract. ¦ airflow=750 CFM ¦ TOD=169'-11" | Lay out.pdf page 5, line 120 | 0.82 | APPROVED
DATA | 2740 | PDF-P05 |  |  |  |  | AI0274 |  |  |  |  | FITTING | WYE_UNKNOWN |  | RECT | [5 empty] | CENTER | 1875 | 18000 | 3000 |  |  |  | 1 | 0 | 0 |  |  |  | XP_XP_BRANCH_YP | [5 empty] | 300 | 300 | [9 empty] | 300 | 300 |  | WYE |  | 90 | [19 empty] | INLET |  | OUTLET | [13 empty] | AI-0274 | Wye Duct Fitting | Wye Duct Fitting | 1 | EA | AUTO |  |  |  | review=Detected fitting text without a nearby duct size. / Missing confirmed duct dimensions. / Branch fitting needs confirmed branch port geometry before DATA export. / Emitted as review-only NOTE row because PDF text does not prove the full 3D DATA contract. | Lay out.pdf page 5, line 180 | 0.35 | APPROVED
DATA | 2750 | PDF-P05 |  | EA |  |  | AI0275 |  |  |  |  | STRAIGHT | STRAIGHT_RECT |  | RECT | [5 empty] | CENTER | 2250 | 18000 | 3000 | 3750 | 18000 | 3000 | 1 | 0 | 0 |  |  |  | XP_XP |  |  |  | 1500 |  | 10 | 8 |  |  |  | 10 | 8 |  | 10 | 8 |  |  |  |  | NONE | [21 empty] | INLET |  | OUTLET | [13 empty] | AI-0275 | Straight Duct | Straight Duct | 1 | EA | AUTO |  |  |  | service=EA ¦ printed_size=10x8 in ¦ review=Straight duct has no confirmed centerline length or coordinates. / Emitted as review-only NOTE row because PDF text does not prove the full 3D DATA contract. ¦ airflow=100 CFM | Lay out.pdf page 5, line 185 | 0.77 | APPROVED
DATA | 2760 | PDF-P05 |  |  |  |  | AI0276 |  |  |  |  | FITTING | ELBOW_UNKNOWN |  | RECT | [5 empty] | CENTER | 4050 | 18000 | 3000 |  |  |  | 0 | 0 | 1 |  |  |  | XP_ZP | [5 empty] | 300 | 300 | [12 empty] | ELBOW | [21 empty] | INLET |  | OUTLET | [13 empty] | AI-0276 | Elbow Duct Fitting | Elbow Duct Fitting | 1 | EA | AUTO |  |  |  | review=Detected fitting text without a nearby duct size. / Missing confirmed duct dimensions. / Emitted as review-only NOTE row because PDF text does not prove the full 3D DATA contract. | Lay out.pdf page 5, line 192 | 0.35 | APPROVED
DATA | 2770 | PDF-P05 |  |  |  |  | AI0277 |  |  |  |  | STRAIGHT | STRAIGHT_UNKNOWN |  | RECT | [5 empty] | CENTER | 4050 | 18000 | 3300 | 4050 | 18000 | 4800 | 0 | 0 | 1 |  |  |  | ZP_ZP |  |  |  | 1500 |  | 300 | 300 | [12 empty] | NONE | [21 empty] | INLET |  | OUTLET | [13 empty] | AI-0277 | Straight Duct | Straight Duct | 1 | EA | AUTO |  |  |  | review=Detected straight duct marker without a nearby duct size. / Missing confirmed duct dimensions. / Straight duct has no confirmed centerline length or coordinates. / Emitted as review-only NOTE row because PDF text does not prove the full 3D DATA contract. | Lay out.pdf page 5, line 194 | 0.32 | APPROVED
DATA | 2780 | PDF-P05 |  | RA |  |  | AI0278 |  |  |  |  | STRAIGHT | STRAIGHT_RECT |  | RECT | [5 empty] | CENTER | 4050 | 18000 | 4800 | 4050 | 18000 | 4809 | 0 | 0 | 1 |  |  |  | ZP_ZP |  |  |  | 9 | 9 | 24 | 30 |  |  |  | 24 | 30 |  | 24 | 30 |  |  |  |  | NONE | [21 empty] | INLET |  | OUTLET | [13 empty] | AI-0278 | Straight Duct | Straight Duct | 1 | EA | AUTO |  |  |  | service=RA ¦ printed_size=24x30 in ¦ review=Straight length was associated from nearby PDF text context; verify grouping. / Emitted as review-only NOTE row because PDF text does not prove the full 3D DATA contract. | Lay out.pdf page 5, line 202 | 0.77 | APPROVED
DATA | 2790 | PDF-P05 |  |  |  |  | AI0279 |  |  |  |  | STRAIGHT | STRAIGHT_UNKNOWN |  | RECT | [5 empty] | CENTER | 4050 | 18000 | 4809 | 4050 | 18000 | 6309 | 0 | 0 | 1 |  |  |  | ZP_ZP |  |  |  | 1500 |  | 300 | 300 | [12 empty] | NONE | [21 empty] | INLET |  | OUTLET | [13 empty] | AI-0279 | Straight Duct | Straight Duct | 1 | EA | AUTO |  |  |  | review=Detected straight duct marker without a nearby duct size. / Missing confirmed duct dimensions. / Straight duct has no confirmed centerline length or coordinates. / Emitted as review-only NOTE row because PDF text does not prove the full 3D DATA contract. | Lay out.pdf page 5, line 203 | 0.32 | APPROVED
DATA | 2800 | PDF-P05 |  |  |  |  | AI0280 |  |  |  |  | FITTING | ELBOW_UNKNOWN |  | RECT | [5 empty] | CENTER | 4050 | 18000 | 6609 |  |  |  | 1 | 0 | 0 |  |  |  | ZP_XP | [5 empty] | 300 | 300 | [12 empty] | ELBOW | [21 empty] | INLET |  | OUTLET | [13 empty] | AI-0280 | Elbow Duct Fitting | Elbow Duct Fitting | 1 | EA | AUTO |  |  |  | review=Detected fitting text without a nearby duct size. / Missing confirmed duct dimensions. / Emitted as review-only NOTE row because PDF text does not prove the full 3D DATA contract. | Lay out.pdf page 5, line 207 | 0.35 | APPROVED
DATA | 2810 | PDF-P05 |  | EA |  |  | AI0281 |  |  |  |  | STRAIGHT | STRAIGHT_RECT |  | RECT | [5 empty] | CENTER | 4350 | 18000 | 6609 | 5850 | 18000 | 6609 | 1 | 0 | 0 |  |  |  | XP_XP |  |  |  | 1500 |  | 12 | 10 |  |  |  | 12 | 10 |  | 12 | 10 |  |  |  |  | NONE | [21 empty] | INLET |  | OUTLET | [13 empty] | AI-0281 | Straight Duct | Straight Duct | 1 | EA | AUTO |  |  |  | service=EA ¦ printed_size=12x10 in ¦ review=Straight duct has no confirmed centerline length or coordinates. / Emitted as review-only NOTE row because PDF text does not prove the full 3D DATA contract. ¦ TOD=169'-1" | Lay out.pdf page 5, line 209 | 0.77 | APPROVED
DATA | 2820 | PDF-P05 |  |  |  |  | AI0282 |  |  |  |  | STRAIGHT | STRAIGHT_UNKNOWN |  | RECT | [5 empty] | CENTER | 5850 | 18000 | 6609 | 7350 | 18000 | 6609 | 1 | 0 | 0 |  |  |  | XP_XP |  |  |  | 1500 |  | 300 | 300 | [12 empty] | NONE | [21 empty] | INLET |  | OUTLET | [13 empty] | AI-0282 | Straight Duct | Straight Duct | 1 | EA | AUTO |  |  |  | review=Detected straight duct marker without a nearby duct size. / Missing confirmed duct dimensions. / Straight duct has no confirmed centerline length or coordinates. / Emitted as review-only NOTE row because PDF text does not prove the full 3D DATA contract. | Lay out.pdf page 5, line 211 | 0.32 | APPROVED
DATA | 2830 | PDF-P05 |  | EA |  |  | AI0283 |  |  |  |  | STRAIGHT | STRAIGHT_RECT |  | RECT | [5 empty] | CENTER | 7350 | 18000 | 6609 | 8850 | 18000 | 6609 | 1 | 0 | 0 |  |  |  | XP_XP |  |  |  | 1500 |  | 14 | 12 |  |  |  | 14 | 12 |  | 14 | 12 |  |  |  |  | NONE | [21 empty] | INLET |  | OUTLET | [13 empty] | AI-0283 | Straight Duct | Straight Duct | 1 | EA | AUTO |  |  |  | service=EA ¦ printed_size=14x12 in ¦ review=Straight duct has no confirmed centerline length or coordinates. / Emitted as review-only NOTE row because PDF text does not prove the full 3D DATA contract. ¦ TOD=169'-1" | Lay out.pdf page 5, line 212 | 0.77 | APPROVED
DATA | 2840 | PDF-P05 |  |  |  |  | AI0284 |  |  |  |  | FITTING | ELBOW_UNKNOWN |  | RECT | [5 empty] | CENTER | 9150 | 18000 | 6609 |  |  |  | 0 | 0 | 1 |  |  |  | XP_ZP | [5 empty] | 300 | 300 | [12 empty] | ELBOW | [21 empty] | INLET |  | OUTLET | [13 empty] | AI-0284 | Elbow Duct Fitting | Elbow Duct Fitting | 1 | EA | AUTO |  |  |  | review=Detected fitting text without a nearby duct size. / Missing confirmed duct dimensions. / Emitted as review-only NOTE row because PDF text does not prove the full 3D DATA contract. | Lay out.pdf page 5, line 215 | 0.35 | APPROVED
DATA | 2850 | PDF-P05 |  |  |  |  | AI0285 |  |  |  |  | STRAIGHT | STRAIGHT_UNKNOWN |  | RECT | [5 empty] | CENTER | 9150 | 18000 | 6909 | 9150 | 18000 | 8409 | 0 | 0 | 1 |  |  |  | ZP_ZP |  |  |  | 1500 |  | 300 | 300 | [12 empty] | NONE | [21 empty] | INLET |  | OUTLET | [13 empty] | AI-0285 | Straight Duct | Straight Duct | 1 | EA | AUTO |  |  |  | review=Detected straight duct marker without a nearby duct size. / Missing confirmed duct dimensions. / Straight duct has no confirmed centerline length or coordinates. / Emitted as review-only NOTE row because PDF text does not prove the full 3D DATA contract. | Lay out.pdf page 5, line 230 | 0.32 | APPROVED
DATA | 2860 | PDF-P05 |  |  |  |  | AI0286 |  |  |  |  | STRAIGHT | STRAIGHT_UNKNOWN |  | RECT | [5 empty] | CENTER | 9150 | 18000 | 8409 | 9150 | 18000 | 9909 | 0 | 0 | 1 |  |  |  | ZP_ZP |  |  |  | 1500 |  | 300 | 300 | [12 empty] | NONE | [21 empty] | INLET |  | OUTLET | [13 empty] | AI-0286 | Straight Duct | Straight Duct | 1 | EA | AUTO |  |  |  | review=Detected straight duct marker without a nearby duct size. / Missing confirmed duct dimensions. / Straight duct has no confirmed centerline length or coordinates. / Emitted as review-only NOTE row because PDF text does not prove the full 3D DATA contract. | Lay out.pdf page 5, line 234 | 0.32 | APPROVED
DATA | 2870 | PDF-P05 |  |  |  |  | AI0287 |  |  |  |  | FITTING | ELBOW_UNKNOWN |  | RECT | [5 empty] | CENTER | 9150 | 18000 | 10209 |  |  |  | 1 | 0 | 0 |  |  |  | ZP_XP | [5 empty] | 300 | 300 | [12 empty] | ELBOW | [21 empty] | INLET |  | OUTLET | [13 empty] | AI-0287 | Elbow Duct Fitting | Elbow Duct Fitting | 1 | EA | AUTO |  |  |  | review=Detected fitting text without a nearby duct size. / Missing confirmed duct dimensions. / Emitted as review-only NOTE row because PDF text does not prove the full 3D DATA contract. | Lay out.pdf page 5, line 245 | 0.35 | APPROVED
DATA | 2880 | PDF-P05 |  |  |  |  | AI0288 |  |  |  |  | FITTING | WYE_UNKNOWN |  | RECT | [5 empty] | CENTER | 9825 | 18000 | 10209 |  |  |  | 1 | 0 | 0 |  |  |  | XP_XP_BRANCH_YP | [5 empty] | 300 | 300 | [9 empty] | 300 | 300 |  | WYE |  | 90 | [19 empty] | INLET |  | OUTLET | [13 empty] | AI-0288 | Wye Duct Fitting | Wye Duct Fitting | 1 | EA | AUTO |  |  |  | review=Detected fitting text without a nearby duct size. / Missing confirmed duct dimensions. / Branch fitting needs confirmed branch port geometry before DATA export. / Emitted as review-only NOTE row because PDF text does not prove the full 3D DATA contract. | Lay out.pdf page 5, line 247 | 0.35 | APPROVED
DATA | 2890 | PDF-P05 |  | EA |  |  | AI0289 |  |  |  |  | FITTING | WYE_RECT |  | RECT | [5 empty] | CENTER | 10400 | 18000 | 10209 |  |  |  | 1 | 0 | 0 |  |  |  | XP_XP_BRANCH_YP | [5 empty] | 16 | 30 |  |  |  | 16 | 30 |  | 16 | 30 |  | 16 | 30 |  | WYE |  | 90 | [19 empty] | INLET |  | OUTLET | [13 empty] | AI-0289 | Wye Duct Fitting | Wye Duct Fitting | 1 | EA | AUTO |  |  |  | service=EA ¦ printed_size=16x30 in ¦ review=Fitting token was associated from nearby PDF text context; verify grouping. / Branch fitting needs confirmed branch port geometry before DATA export. / Emitted as review-only NOTE row because PDF text does not prove the full 3D DATA contract. ¦ airflow=5150 CFM ¦ TOD=170'-2" | Lay out.pdf page 5, line 248 | 0.85 | APPROVED
DATA | 2900 | PDF-P05 |  | EA |  |  | AI0290 |  |  |  |  | STRAIGHT | STRAIGHT_RECT |  | RECT | [5 empty] | CENTER | 10600 | 18000 | 10209 | 12100 | 18000 | 10209 | 1 | 0 | 0 |  |  |  | XP_XP |  |  |  | 1500 |  | 16 | 30 |  |  |  | 16 | 30 |  | 16 | 30 |  |  |  |  | NONE | [21 empty] | INLET |  | OUTLET | [13 empty] | AI-0290 | Straight Duct | Straight Duct | 1 | EA | AUTO |  |  |  | service=EA ¦ printed_size=16x30 in ¦ review=Straight duct has no confirmed centerline length or coordinates. / Emitted as review-only NOTE row because PDF text does not prove the full 3D DATA contract. ¦ airflow=5150 CFM ¦ TOD=170'-2" | Lay out.pdf page 5, line 251 | 0.82 | APPROVED
DATA | 2910 | PDF-P05 |  | EA |  |  | AI0291 |  |  |  |  | FITTING | WYE_RECT |  | RECT | [5 empty] | CENTER | 12300 | 18000 | 10209 |  |  |  | 1 | 0 | 0 |  |  |  | XP_XP_BRANCH_YP | [5 empty] | 12 | 10 |  |  |  | 12 | 10 |  | 12 | 10 |  | 12 | 10 |  | WYE |  | 90 | [19 empty] | INLET |  | OUTLET | [13 empty] | AI-0291 | Wye Duct Fitting | Wye Duct Fitting | 1 | EA | AUTO |  |  |  | service=EA ¦ printed_size=12x10 in ¦ review=Fitting token was associated from nearby PDF text context; verify grouping. / Branch fitting needs confirmed branch port geometry before DATA export. / Emitted as review-only NOTE row because PDF text does not prove the full 3D DATA contract. ¦ airflow=5150 CFM ¦ TOD=169'-11" | Lay out.pdf page 5, line 253 | 0.85 | APPROVED
DATA | 2920 | PDF-P05 |  |  |  |  | AI0292 |  |  |  |  | FITTING | WYE_UNKNOWN |  | RECT | [5 empty] | CENTER | 12875 | 18000 | 10209 |  |  |  | 1 | 0 | 0 |  |  |  | XP_XP_BRANCH_YP | [5 empty] | 300 | 300 | [9 empty] | 300 | 300 |  | WYE |  | 90 | [19 empty] | INLET |  | OUTLET | [13 empty] | AI-0292 | Wye Duct Fitting | Wye Duct Fitting | 1 | EA | AUTO |  |  |  | review=Detected fitting text without a nearby duct size. / Missing confirmed duct dimensions. / Branch fitting needs confirmed branch port geometry before DATA export. / Emitted as review-only NOTE row because PDF text does not prove the full 3D DATA contract. | Lay out.pdf page 5, line 255 | 0.35 | APPROVED
DATA | 2930 | PDF-P05 |  |  |  |  | AI0293 |  |  |  |  | FITTING | WYE_UNKNOWN |  | RECT | [5 empty] | CENTER | 13625 | 18000 | 10209 |  |  |  | 1 | 0 | 0 |  |  |  | XP_XP_BRANCH_YP | [5 empty] | 300 | 300 | [9 empty] | 300 | 300 |  | WYE |  | 90 | [19 empty] | INLET |  | OUTLET | [13 empty] | AI-0293 | Wye Duct Fitting | Wye Duct Fitting | 1 | EA | AUTO |  |  |  | review=Detected fitting text without a nearby duct size. / Missing confirmed duct dimensions. / Branch fitting needs confirmed branch port geometry before DATA export. / Emitted as review-only NOTE row because PDF text does not prove the full 3D DATA contract. | Lay out.pdf page 5, line 257 | 0.35 | APPROVED
DATA | 2940 | PDF-P05 |  |  |  |  | AI0294 |  |  |  |  | STRAIGHT | STRAIGHT_UNKNOWN |  | RECT | [5 empty] | CENTER | 14000 | 18000 | 10209 | 15500 | 18000 | 10209 | 1 | 0 | 0 |  |  |  | XP_XP |  |  |  | 1500 |  | 300 | 300 | [12 empty] | NONE | [21 empty] | INLET |  | OUTLET | [13 empty] | AI-0294 | Straight Duct | Straight Duct | 1 | EA | AUTO |  |  |  | review=Detected straight duct marker without a nearby duct size. / Missing confirmed duct dimensions. / Straight duct has no confirmed centerline length or coordinates. / Emitted as review-only NOTE row because PDF text does not prove the full 3D DATA contract. | Lay out.pdf page 5, line 259 | 0.32 | APPROVED
DATA | 2950 | PDF-P05 |  |  |  |  | AI0295 |  |  |  |  | FITTING | ELBOW_UNKNOWN |  | RECT | [5 empty] | CENTER | 15800 | 18000 | 10209 |  |  |  | 0 | 0 | 1 |  |  |  | XP_ZP | [5 empty] | 300 | 300 | [12 empty] | ELBOW | [21 empty] | INLET |  | OUTLET | [13 empty] | AI-0295 | Elbow Duct Fitting | Elbow Duct Fitting | 1 | EA | AUTO |  |  |  | review=Detected fitting text without a nearby duct size. / Missing confirmed duct dimensions. / Emitted as review-only NOTE row because PDF text does not prove the full 3D DATA contract. | Lay out.pdf page 5, line 261 | 0.35 | APPROVED
DATA | 2960 | PDF-P05 |  |  |  |  | AI0296 |  |  |  |  | STRAIGHT | STRAIGHT_UNKNOWN |  | RECT | [5 empty] | CENTER | 15800 | 18000 | 10509 | 15800 | 18000 | 12009 | 0 | 0 | 1 |  |  |  | ZP_ZP |  |  |  | 1500 |  | 300 | 300 | [12 empty] | NONE | [21 empty] | INLET |  | OUTLET | [13 empty] | AI-0296 | Straight Duct | Straight Duct | 1 | EA | AUTO |  |  |  | review=Detected straight duct marker without a nearby duct size. / Missing confirmed duct dimensions. / Straight duct has no confirmed centerline length or coordinates. / Emitted as review-only NOTE row because PDF text does not prove the full 3D DATA contract. | Lay out.pdf page 5, line 262 | 0.32 | APPROVED
DATA | 2970 | PDF-P05 |  | EA |  |  | AI0297 |  |  |  |  | STRAIGHT | STRAIGHT_RECT |  | RECT | [5 empty] | CENTER | 15800 | 18000 | 12009 | 15800 | 18000 | 13509 | 0 | 0 | 1 |  |  |  | ZP_ZP |  |  |  | 1500 |  | 26 | 10 |  |  |  | 26 | 10 |  | 26 | 10 |  |  |  |  | NONE | [21 empty] | INLET |  | OUTLET | [13 empty] | AI-0297 | Straight Duct | Straight Duct | 1 | EA | AUTO |  |  |  | service=EA ¦ printed_size=26x10 in ¦ review=Straight duct has no confirmed centerline length or coordinates. / Emitted as review-only NOTE row because PDF text does not prove the full 3D DATA contract. ¦ TOD=169'-11" | Lay out.pdf page 5, line 264 | 0.77 | APPROVED
DATA | 2980 | PDF-P05 |  |  |  |  | AI0298 |  |  |  |  | STRAIGHT | STRAIGHT_UNKNOWN |  | RECT | [5 empty] | CENTER | 15800 | 18000 | 13509 | 15800 | 18000 | 15009 | 0 | 0 | 1 |  |  |  | ZP_ZP |  |  |  | 1500 |  | 300 | 300 | [12 empty] | NONE | [21 empty] | INLET |  | OUTLET | [13 empty] | AI-0298 | Straight Duct | Straight Duct | 1 | EA | AUTO |  |  |  | review=Detected straight duct marker without a nearby duct size. / Missing confirmed duct dimensions. / Straight duct has no confirmed centerline length or coordinates. / Emitted as review-only NOTE row because PDF text does not prove the full 3D DATA contract. | Lay out.pdf page 5, line 266 | 0.32 | APPROVED
DATA | 2990 | PDF-P05 |  | EA |  |  | AI0299 |  |  |  |  | STRAIGHT | STRAIGHT_RECT |  | RECT | [5 empty] | CENTER | 15800 | 18000 | 15009 | 15800 | 18000 | 15013 | 0 | 0 | 1 |  |  |  | ZP_ZP |  |  |  | 4 | 4 | 14 | 10 |  |  |  | 14 | 10 |  | 14 | 10 |  |  |  |  | NONE | [21 empty] | INLET |  | OUTLET | [13 empty] | AI-0299 | Straight Duct | Straight Duct | 1 | EA | AUTO |  |  |  | service=EA ¦ printed_size=14x10 in ¦ review=Straight length was associated from nearby PDF text context; verify grouping. / Emitted as review-only NOTE row because PDF text does not prove the full 3D DATA contract. ¦ TOD=169'-11" | Lay out.pdf page 5, line 268 | 0.82 | APPROVED
DATA | 3000 | PDF-P05 |  |  |  |  | AI0300 |  |  |  |  | STRAIGHT | STRAIGHT_UNKNOWN |  | RECT | [5 empty] | CENTER | 15800 | 18000 | 15013 | 15800 | 18000 | 16513 | 0 | 0 | 1 |  |  |  | ZP_ZP |  |  |  | 1500 |  | 300 | 300 | [12 empty] | NONE | [21 empty] | INLET |  | OUTLET | [13 empty] | AI-0300 | Straight Duct | Straight Duct | 1 | EA | AUTO |  |  |  | review=Detected straight duct marker without a nearby duct size. / Missing confirmed duct dimensions. / Straight duct has no confirmed centerline length or coordinates. / Emitted as review-only NOTE row because PDF text does not prove the full 3D DATA contract. | Lay out.pdf page 5, line 270 | 0.32 | APPROVED
DATA | 3010 | PDF-P05 |  |  |  |  | AI0301 |  |  |  |  | STRAIGHT | STRAIGHT_UNKNOWN |  | RECT | [5 empty] | CENTER | 15800 | 18000 | 16513 | 15800 | 18000 | 18013 | 0 | 0 | 1 |  |  |  | ZP_ZP |  |  |  | 1500 |  | 300 | 300 | [12 empty] | NONE | [21 empty] | INLET |  | OUTLET | [13 empty] | AI-0301 | Straight Duct | Straight Duct | 1 | EA | AUTO |  |  |  | review=Detected straight duct marker without a nearby duct size. / Missing confirmed duct dimensions. / Straight duct has no confirmed centerline length or coordinates. / Emitted as review-only NOTE row because PDF text does not prove the full 3D DATA contract. | Lay out.pdf page 5, line 271 | 0.32 | APPROVED
DATA | 3020 | PDF-P05 |  |  |  |  | AI0302 |  |  |  |  | STRAIGHT | STRAIGHT_UNKNOWN |  | RECT | [5 empty] | CENTER | 15800 | 18000 | 18013 | 15800 | 18000 | 19513 | 0 | 0 | 1 |  |  |  | ZP_ZP |  |  |  | 1500 |  | 300 | 300 | [12 empty] | NONE | [21 empty] | INLET |  | OUTLET | [13 empty] | AI-0302 | Straight Duct | Straight Duct | 1 | EA | AUTO |  |  |  | review=Detected straight duct marker without a nearby duct size. / Missing confirmed duct dimensions. / Straight duct has no confirmed centerline length or coordinates. / Emitted as review-only NOTE row because PDF text does not prove the full 3D DATA contract. | Lay out.pdf page 5, line 272 | 0.32 | APPROVED
DATA | 3030 | PDF-P05 |  | EA |  |  | AI0303 |  |  |  |  | STRAIGHT | STRAIGHT_RECT |  | RECT | [5 empty] | CENTER | 15800 | 18000 | 19513 | 15800 | 18000 | 19528 | 0 | 0 | 1 |  |  |  | ZP_ZP |  |  |  | 15 | 15 | 20 | 16 |  |  |  | 20 | 16 |  | 20 | 16 |  |  |  |  | NONE | [21 empty] | INLET |  | OUTLET | [13 empty] | AI-0303 | Straight Duct | Straight Duct | 1 | EA | AUTO |  |  |  | service=EA ¦ printed_size=20x16 in ¦ review=Straight length was associated from nearby PDF text context; verify grouping. / Emitted as review-only NOTE row because PDF text does not prove the full 3D DATA contract. ¦ TOD=170'-2" | Lay out.pdf page 5, line 275 | 0.82 | APPROVED
DATA | 3040 | PDF-P05 |  | EA |  |  | AI0304 |  |  |  |  | STRAIGHT | STRAIGHT_RECT |  | RECT | [5 empty] | CENTER | 15800 | 18000 | 19528 | 15800 | 18000 | 21028 | 0 | 0 | 1 |  |  |  | ZP_ZP |  |  |  | 1500 |  | 30 | 16 |  |  |  | 30 | 16 |  | 30 | 16 |  |  |  |  | NONE | [21 empty] | INLET |  | OUTLET | [13 empty] | AI-0304 | Straight Duct | Straight Duct | 1 | EA | AUTO |  |  |  | service=EA ¦ printed_size=30x16 in ¦ review=Straight duct has no confirmed centerline length or coordinates. / Emitted as review-only NOTE row because PDF text does not prove the full 3D DATA contract. ¦ TOD=170'-2" | Lay out.pdf page 5, line 277 | 0.77 | APPROVED
DATA | 3050 | PDF-P05 |  | RA |  |  | AI0305 |  |  |  |  | STRAIGHT | STRAIGHT_RECT |  | RECT | [5 empty] | CENTER | 15800 | 18000 | 21028 | 15800 | 18000 | 21033 | 0 | 0 | 1 |  |  |  | ZP_ZP |  |  |  | 5 | 5 | 24 | 30 |  |  |  | 24 | 30 |  | 24 | 30 |  |  |  |  | NONE | [21 empty] | INLET |  | OUTLET | [13 empty] | AI-0305 | Straight Duct | Straight Duct | 1 | EA | AUTO |  |  |  | service=RA ¦ printed_size=24x30 in ¦ review=Straight length was associated from nearby PDF text context; verify grouping. / Emitted as review-only NOTE row because PDF text does not prove the full 3D DATA contract. ¦ TOD=172'-0" | Lay out.pdf page 5, line 290 | 0.82 | APPROVED
DATA | 3060 | PDF-P05 |  |  |  |  | AI0306 |  |  |  |  | STRAIGHT | STRAIGHT_UNKNOWN |  | RECT | [5 empty] | CENTER | 15800 | 18000 | 21033 | 15800 | 18000 | 22533 | 0 | 0 | 1 |  |  |  | ZP_ZP |  |  |  | 1500 |  | 300 | 300 | [12 empty] | NONE | [21 empty] | INLET |  | OUTLET | [13 empty] | AI-0306 | Straight Duct | Straight Duct | 1 | EA | AUTO |  |  |  | review=Detected straight duct marker without a nearby duct size. / Missing confirmed duct dimensions. / Straight duct has no confirmed centerline length or coordinates. / Emitted as review-only NOTE row because PDF text does not prove the full 3D DATA contract. | Lay out.pdf page 5, line 292 | 0.32 | APPROVED
DATA | 3070 | PDF-P05 |  |  |  |  | AI0307 |  |  |  |  | STRAIGHT | STRAIGHT_UNKNOWN |  | RECT | [5 empty] | CENTER | 15800 | 18000 | 22533 | 15800 | 18000 | 24033 | 0 | 0 | 1 |  |  |  | ZP_ZP |  |  |  | 1500 |  | 300 | 300 | [12 empty] | NONE | [21 empty] | INLET |  | OUTLET | [13 empty] | AI-0307 | Straight Duct | Straight Duct | 1 | EA | AUTO |  |  |  | review=Detected straight duct marker without a nearby duct size. / Missing confirmed duct dimensions. / Straight duct has no confirmed centerline length or coordinates. / Emitted as review-only NOTE row because PDF text does not prove the full 3D DATA contract. | Lay out.pdf page 5, line 299 | 0.32 | APPROVED
DATA | 3080 | PDF-P05 |  |  |  |  | AI0308 |  |  |  |  | FITTING | ELBOW_UNKNOWN |  | RECT | [5 empty] | CENTER | 15800 | 18000 | 24333 |  |  |  | 1 | 0 | 0 |  |  |  | ZP_XP | [5 empty] | 300 | 300 | [12 empty] | ELBOW | [21 empty] | INLET |  | OUTLET | [13 empty] | AI-0308 | Elbow Duct Fitting | Elbow Duct Fitting | 1 | EA | AUTO |  |  |  | review=Detected fitting text without a nearby duct size. / Missing confirmed duct dimensions. / Emitted as review-only NOTE row because PDF text does not prove the full 3D DATA contract. | Lay out.pdf page 5, line 305 | 0.35 | APPROVED
DATA | 3090 | PDF-P05 |  | EA |  |  | AI0309 |  |  |  |  | FITTING | ELBOW_RECT |  | RECT | [5 empty] | CENTER | 16110 | 18000 | 24333 |  |  |  | 0 | 0 | 1 |  |  |  | XP_ZP | [5 empty] | 10 | 16 |  |  |  | 10 | 16 |  | 10 | 16 |  |  |  |  | ELBOW | [21 empty] | INLET |  | OUTLET | [13 empty] | AI-0309 | Elbow Duct Fitting | Elbow Duct Fitting | 1 | EA | AUTO |  |  |  | service=EA ¦ printed_size=10x16 in ¦ review=Fitting token was associated from nearby PDF text context; verify grouping. / Emitted as review-only NOTE row because PDF text does not prove the full 3D DATA contract. ¦ airflow=13200 CFM ¦ TOD=170'-2" | Lay out.pdf page 5, line 306 | 0.85 | APPROVED
DATA | 3100 | PDF-P05 |  | RA |  |  | AI0310 |  |  |  |  | STRAIGHT | STRAIGHT_RECT |  | RECT | [5 empty] | CENTER | 16110 | 18000 | 24343 | 16110 | 18000 | 25843 | 0 | 0 | 1 |  |  |  | ZP_ZP |  |  |  | 1500 |  | 20 | 14 |  |  |  | 20 | 14 |  | 20 | 14 |  |  |  |  | NONE | [21 empty] | INLET |  | OUTLET | [13 empty] | AI-0310 | Straight Duct | Straight Duct | 1 | EA | AUTO |  |  |  | service=RA ¦ printed_size=20x14 in ¦ review=Straight duct has no confirmed centerline length or coordinates. / Emitted as review-only NOTE row because PDF text does not prove the full 3D DATA contract. ¦ TOD=171'-9" | Lay out.pdf page 5, line 332 | 0.77 | APPROVED
DATA | 3110 | PDF-P05 |  | RA |  |  | AI0311 |  |  |  |  | STRAIGHT | STRAIGHT_RECT |  | RECT | [5 empty] | CENTER | 16110 | 18000 | 25843 | 16110 | 18000 | 27343 | 0 | 0 | 1 |  |  |  | ZP_ZP |  |  |  | 1500 |  | 20 | 14 |  |  |  | 20 | 14 |  | 20 | 14 |  |  |  |  | NONE | [21 empty] | INLET |  | OUTLET | [13 empty] | AI-0311 | Straight Duct | Straight Duct | 1 | EA | AUTO |  |  |  | service=RA ¦ printed_size=20x14 in ¦ review=Straight duct has no confirmed centerline length or coordinates. / Emitted as review-only NOTE row because PDF text does not prove the full 3D DATA contract. ¦ TOD=171'-9" | Lay out.pdf page 5, line 334 | 0.77 | APPROVED
DATA | 3120 | PDF-P05 |  |  |  |  | AI0312 |  |  |  |  | FITTING | ELBOW_UNKNOWN |  | RECT | [5 empty] | CENTER | 16110 | 18000 | 27643 |  |  |  | 1 | 0 | 0 |  |  |  | ZP_XP | [5 empty] | 300 | 300 | [12 empty] | ELBOW | [21 empty] | INLET |  | OUTLET | [13 empty] | AI-0312 | Elbow Duct Fitting | Elbow Duct Fitting | 1 | EA | AUTO |  |  |  | review=Detected fitting text without a nearby duct size. / Missing confirmed duct dimensions. / Emitted as review-only NOTE row because PDF text does not prove the full 3D DATA contract. | Lay out.pdf page 5, line 342 | 0.35 | APPROVED
DATA | 3130 | PDF-P05 |  |  |  |  | AI0313 |  |  |  |  | STRAIGHT | STRAIGHT_UNKNOWN |  | RECT | [5 empty] | CENTER | 16410 | 18000 | 27643 | 17910 | 18000 | 27643 | 1 | 0 | 0 |  |  |  | XP_XP |  |  |  | 1500 |  | 300 | 300 | [12 empty] | NONE | [21 empty] | INLET |  | OUTLET | [13 empty] | AI-0313 | Straight Duct | Straight Duct | 1 | EA | AUTO |  |  |  | review=Detected straight duct marker without a nearby duct size. / Missing confirmed duct dimensions. / Straight duct has no confirmed centerline length or coordinates. / Emitted as review-only NOTE row because PDF text does not prove the full 3D DATA contract. | Lay out.pdf page 5, line 343 | 0.32 | APPROVED
DATA | 3140 | PDF-P05 |  |  |  |  | AI0314 |  |  |  |  | FITTING | ELBOW_UNKNOWN |  | RECT | [5 empty] | CENTER | 18210 | 18000 | 27643 |  |  |  | 0 | 0 | 1 |  |  |  | XP_ZP | [5 empty] | 300 | 300 | [12 empty] | ELBOW | [21 empty] | INLET |  | OUTLET | [13 empty] | AI-0314 | Elbow Duct Fitting | Elbow Duct Fitting | 1 | EA | AUTO |  |  |  | review=Detected fitting text without a nearby duct size. / Missing confirmed duct dimensions. / Emitted as review-only NOTE row because PDF text does not prove the full 3D DATA contract. | Lay out.pdf page 5, line 345 | 0.35 | APPROVED
DATA | 3150 | PDF-P05 |  | RA |  |  | AI0315 |  |  |  |  | STRAIGHT | STRAIGHT_RECT |  | RECT | [5 empty] | CENTER | 18210 | 18000 | 27943 | 18210 | 18000 | 29443 | 0 | 0 | 1 |  |  |  | ZP_ZP |  |  |  | 1500 |  | 20 | 14 |  |  |  | 20 | 14 |  | 20 | 14 |  |  |  |  | NONE | [21 empty] | INLET |  | OUTLET | [13 empty] | AI-0315 | Straight Duct | Straight Duct | 1 | EA | AUTO |  |  |  | service=RA ¦ printed_size=20x14 in ¦ review=Straight duct has no confirmed centerline length or coordinates. / Emitted as review-only NOTE row because PDF text does not prove the full 3D DATA contract. ¦ TOD=171'-9" | Lay out.pdf page 5, line 348 | 0.77 | APPROVED
DATA | 3160 | PDF-P05 |  |  |  |  | AI0316 |  |  |  |  | STRAIGHT | STRAIGHT_UNKNOWN |  | RECT | [5 empty] | CENTER | 18210 | 18000 | 29443 | 18210 | 18000 | 30943 | 0 | 0 | 1 |  |  |  | ZP_ZP |  |  |  | 1500 |  | 300 | 300 | [12 empty] | NONE | [21 empty] | INLET |  | OUTLET | [13 empty] | AI-0316 | Straight Duct | Straight Duct | 1 | EA | AUTO |  |  |  | review=Detected straight duct marker without a nearby duct size. / Missing confirmed duct dimensions. / Straight duct has no confirmed centerline length or coordinates. / Emitted as review-only NOTE row because PDF text does not prove the full 3D DATA contract. | Lay out.pdf page 5, line 350 | 0.32 | APPROVED
DATA | 3170 | PDF-P05 |  | RA |  |  | AI0317 |  |  |  |  | STRAIGHT | STRAIGHT_RECT |  | RECT | [5 empty] | CENTER | 18210 | 18000 | 30943 | 18210 | 18000 | 32443 | 0 | 0 | 1 |  |  |  | ZP_ZP |  |  |  | 1500 |  | 18 | 20 |  |  |  | 18 | 20 |  | 18 | 20 |  |  |  |  | NONE | [21 empty] | INLET |  | OUTLET | [13 empty] | AI-0317 | Straight Duct | Straight Duct | 1 | EA | AUTO |  |  |  | service=RA ¦ printed_size=18x20 in ¦ review=Straight duct has no confirmed centerline length or coordinates. / Emitted as review-only NOTE row because PDF text does not prove the full 3D DATA contract. ¦ TOD=172'-0" | Lay out.pdf page 5, line 356 | 0.77 | APPROVED
DATA | 3180 | PDF-P05 |  | RA |  |  | AI0318 |  |  |  |  | STRAIGHT | STRAIGHT_RECT |  | RECT | [5 empty] | CENTER | 18210 | 18000 | 32443 | 18210 | 18000 | 33943 | 0 | 0 | 1 |  |  |  | ZP_ZP |  |  |  | 1500 |  | 36 | 20 |  |  |  | 36 | 20 |  | 36 | 20 |  |  |  |  | NONE | [21 empty] | INLET |  | OUTLET | [13 empty] | AI-0318 | Straight Duct | Straight Duct | 1 | EA | AUTO |  |  |  | service=RA ¦ printed_size=36x20 in ¦ review=Straight duct has no confirmed centerline length or coordinates. / Emitted as review-only NOTE row because PDF text does not prove the full 3D DATA contract. ¦ TOD=172'-0" | Lay out.pdf page 5, line 359 | 0.77 | APPROVED
DATA | 3190 | PDF-P05 |  | RA |  |  | AI0319 |  |  |  |  | STRAIGHT | STRAIGHT_RECT |  | RECT | [5 empty] | CENTER | 18210 | 18000 | 33943 | 18210 | 18000 | 35443 | 0 | 0 | 1 |  |  |  | ZP_ZP |  |  |  | 1500 |  | 30 | 24 |  |  |  | 30 | 24 |  | 30 | 24 |  |  |  |  | NONE | [21 empty] | INLET |  | OUTLET | [13 empty] | AI-0319 | Straight Duct | Straight Duct | 1 | EA | AUTO |  |  |  | service=RA ¦ printed_size=30x24 in ¦ review=Straight duct has no confirmed centerline length or coordinates. / Emitted as review-only NOTE row because PDF text does not prove the full 3D DATA contract. ¦ TOD=172'-0" | Lay out.pdf page 5, line 361 | 0.77 | APPROVED
DATA | 3200 | PDF-P05 |  |  |  |  | AI0320 |  |  |  |  | STRAIGHT | STRAIGHT_UNKNOWN |  | RECT | [5 empty] | CENTER | 18210 | 18000 | 35443 | 18210 | 18000 | 36943 | 0 | 0 | 1 |  |  |  | ZP_ZP |  |  |  | 1500 |  | 300 | 300 | [12 empty] | NONE | [21 empty] | INLET |  | OUTLET | [13 empty] | AI-0320 | Straight Duct | Straight Duct | 1 | EA | AUTO |  |  |  | review=Detected straight duct marker without a nearby duct size. / Missing confirmed duct dimensions. / Straight duct has no confirmed centerline length or coordinates. / Emitted as review-only NOTE row because PDF text does not prove the full 3D DATA contract. | Lay out.pdf page 5, line 367 | 0.32 | APPROVED
DATA | 3210 | PDF-P05 |  |  |  |  | AI0321 |  |  |  |  | STRAIGHT | STRAIGHT_UNKNOWN |  | RECT | [5 empty] | CENTER | 18210 | 18000 | 36943 | 18210 | 18000 | 38443 | 0 | 0 | 1 |  |  |  | ZP_ZP |  |  |  | 1500 |  | 300 | 300 | [12 empty] | NONE | [21 empty] | INLET |  | OUTLET | [13 empty] | AI-0321 | Straight Duct | Straight Duct | 1 | EA | AUTO |  |  |  | review=Detected straight duct marker without a nearby duct size. / Missing confirmed duct dimensions. / Straight duct has no confirmed centerline length or coordinates. / Emitted as review-only NOTE row because PDF text does not prove the full 3D DATA contract. | Lay out.pdf page 5, line 368 | 0.32 | APPROVED
DATA | 3220 | PDF-P05 |  | RA |  |  | AI0322 |  |  |  |  | STRAIGHT | STRAIGHT_RECT |  | RECT | [5 empty] | CENTER | 18210 | 18000 | 38443 | 18210 | 18000 | 38454 | 0 | 0 | 1 |  |  |  | ZP_ZP |  |  |  | 11 | 11 | 20 | 14 |  |  |  | 20 | 14 |  | 20 | 14 |  |  |  |  | NONE | [21 empty] | INLET |  | OUTLET | [13 empty] | AI-0322 | Straight Duct | Straight Duct | 1 | EA | AUTO |  |  |  | service=RA ¦ printed_size=20x14 in ¦ review=Straight length was associated from nearby PDF text context; verify grouping. / Emitted as review-only NOTE row because PDF text does not prove the full 3D DATA contract. ¦ TOD=171'-9" | Lay out.pdf page 5, line 369 | 0.82 | APPROVED
DATA | 3230 | PDF-P05 |  | RA |  |  | AI0323 |  |  |  |  | STRAIGHT | STRAIGHT_RECT |  | RECT | [5 empty] | CENTER | 18210 | 18000 | 38454 | 18210 | 18000 | 39954 | 0 | 0 | 1 |  |  |  | ZP_ZP |  |  |  | 1500 |  | 20 | 14 |  |  |  | 20 | 14 |  | 20 | 14 |  |  |  |  | NONE | [21 empty] | INLET |  | OUTLET | [13 empty] | AI-0323 | Straight Duct | Straight Duct | 1 | EA | AUTO |  |  |  | service=RA ¦ printed_size=20x14 in ¦ review=Straight duct has no confirmed centerline length or coordinates. / Emitted as review-only NOTE row because PDF text does not prove the full 3D DATA contract. ¦ TOD=170'-3 | Lay out.pdf page 5, line 377 | 0.77 | APPROVED
DATA | 3240 | PDF-P05 |  |  |  |  | AI0324 |  |  |  |  | STRAIGHT | STRAIGHT_UNKNOWN |  | RECT | [5 empty] | CENTER | 18210 | 18000 | 39954 | 18210 | 18000 | 41454 | 0 | 0 | 1 |  |  |  | ZP_ZP |  |  |  | 1500 |  | 300 | 300 | [12 empty] | NONE | [21 empty] | INLET |  | OUTLET | [13 empty] | AI-0324 | Straight Duct | Straight Duct | 1 | EA | AUTO |  |  |  | review=Detected straight duct marker without a nearby duct size. / Missing confirmed duct dimensions. / Straight duct has no confirmed centerline length or coordinates. / Emitted as review-only NOTE row because PDF text does not prove the full 3D DATA contract. | Lay out.pdf page 5, line 381 | 0.32 | APPROVED
DATA | 3250 | PDF-P05 |  |  |  |  | AI0325 |  |  |  |  | STRAIGHT | STRAIGHT_UNKNOWN |  | RECT | [5 empty] | CENTER | 18210 | 18000 | 41454 | 18210 | 18000 | 42954 | 0 | 0 | 1 |  |  |  | ZP_ZP |  |  |  | 1500 |  | 300 | 300 | [12 empty] | NONE | [21 empty] | INLET |  | OUTLET | [13 empty] | AI-0325 | Straight Duct | Straight Duct | 1 | EA | AUTO |  |  |  | review=Detected straight duct marker without a nearby duct size. / Missing confirmed duct dimensions. / Straight duct has no confirmed centerline length or coordinates. / Emitted as review-only NOTE row because PDF text does not prove the full 3D DATA contract. | Lay out.pdf page 5, line 382 | 0.32 | APPROVED
DATA | 3260 | PDF-P05 |  |  |  |  | AI0326 |  |  |  |  | FITTING | ELBOW_UNKNOWN |  | RECT | [5 empty] | CENTER | 18210 | 18000 | 43254 |  |  |  | 1 | 0 | 0 |  |  |  | ZP_XP | [5 empty] | 300 | 300 | [12 empty] | ELBOW | [21 empty] | INLET |  | OUTLET | [13 empty] | AI-0326 | Elbow Duct Fitting | Elbow Duct Fitting | 1 | EA | AUTO |  |  |  | review=Detected fitting text without a nearby duct size. / Missing confirmed duct dimensions. / Emitted as review-only NOTE row because PDF text does not prove the full 3D DATA contract. | Lay out.pdf page 5, line 384 | 0.35 | APPROVED
DATA | 3270 | PDF-P05 |  |  |  |  | AI0327 |  |  |  |  | FITTING | ELBOW_UNKNOWN |  | RECT | [5 empty] | CENTER | 18810 | 18000 | 43254 |  |  |  | 0 | 0 | 1 |  |  |  | XP_ZP | [5 empty] | 300 | 300 | [12 empty] | ELBOW | [21 empty] | INLET |  | OUTLET | [13 empty] | AI-0327 | Elbow Duct Fitting | Elbow Duct Fitting | 1 | EA | AUTO |  |  |  | review=Detected fitting text without a nearby duct size. / Missing confirmed duct dimensions. / Emitted as review-only NOTE row because PDF text does not prove the full 3D DATA contract. | Lay out.pdf page 5, line 386 | 0.35 | APPROVED
DATA | 3280 | PDF-P05 |  | RA |  |  | AI0328 |  |  |  |  | STRAIGHT | STRAIGHT_RECT |  | RECT | [5 empty] | CENTER | 18810 | 18000 | 43554 | 18810 | 18000 | 45054 | 0 | 0 | 1 |  |  |  | ZP_ZP |  |  |  | 1500 |  | 20 | 14 |  |  |  | 20 | 14 |  | 20 | 14 |  |  |  |  | NONE | [21 empty] | INLET |  | OUTLET | [13 empty] | AI-0328 | Straight Duct | Straight Duct | 1 | EA | AUTO |  |  |  | service=RA ¦ printed_size=20x14 in ¦ review=Straight duct has no confirmed centerline length or coordinates. / Emitted as review-only NOTE row because PDF text does not prove the full 3D DATA contract. ¦ TOD=171'-9" | Lay out.pdf page 5, line 392 | 0.77 | APPROVED
DATA | 3290 | PDF-P05 |  | EA |  |  | AI0329 |  |  |  |  | STRAIGHT | STRAIGHT_RECT |  | RECT | [5 empty] | CENTER | 18810 | 18000 | 45054 | 18810 | 18000 | 46554 | 0 | 0 | 1 |  |  |  | ZP_ZP |  |  |  | 1500 |  | 20 | 16 |  |  |  | 20 | 16 |  | 20 | 16 |  |  |  |  | NONE | [21 empty] | INLET |  | OUTLET | [13 empty] | AI-0329 | Straight Duct | Straight Duct | 1 | EA | AUTO |  |  |  | service=EA ¦ printed_size=20x16 in ¦ review=Straight duct has no confirmed centerline length or coordinates. / Emitted as review-only NOTE row because PDF text does not prove the full 3D DATA contract. ¦ airflow=3350 CFM ¦ TOD=170'-2" | Lay out.pdf page 5, line 409 | 0.82 | APPROVED
DATA | 3300 | PDF-P05 |  |  |  |  | AI0330 |  |  |  |  | STRAIGHT | STRAIGHT_UNKNOWN |  | RECT | [5 empty] | CENTER | 18810 | 18000 | 46554 | 18810 | 18000 | 48054 | 0 | 0 | 1 |  |  |  | ZP_ZP |  |  |  | 1500 |  | 300 | 300 | [12 empty] | NONE | [21 empty] | INLET |  | OUTLET | [13 empty] | AI-0330 | Straight Duct | Straight Duct | 1 | EA | AUTO |  |  |  | review=Detected straight duct marker without a nearby duct size. / Missing confirmed duct dimensions. / Straight duct has no confirmed centerline length or coordinates. / Emitted as review-only NOTE row because PDF text does not prove the full 3D DATA contract. | Lay out.pdf page 5, line 413 | 0.32 | APPROVED
DATA | 3310 | PDF-P05 |  |  |  |  | AI0331 |  |  |  |  | FITTING | WYE_UNKNOWN |  | RECT | [5 empty] | CENTER | 18810 | 18000 | 48429 |  |  |  | 0 | 0 | 1 |  |  |  | ZP_ZP_BRANCH_YP | [5 empty] | 300 | 300 | [9 empty] | 300 | 300 |  | WYE |  | 90 | [19 empty] | INLET |  | OUTLET | [13 empty] | AI-0331 | Wye Duct Fitting | Wye Duct Fitting | 1 | EA | AUTO |  |  |  | review=Detected fitting text without a nearby duct size. / Missing confirmed duct dimensions. / Branch fitting needs confirmed branch port geometry before DATA export. / Emitted as review-only NOTE row because PDF text does not prove the full 3D DATA contract. | Lay out.pdf page 5, line 421 | 0.35 | APPROVED
DATA | 3320 | PDF-P05 |  | EA |  |  | AI0332 |  |  |  |  | STRAIGHT | STRAIGHT_RECT |  | RECT | [5 empty] | CENTER | 18810 | 18000 | 48804 | 18810 | 18000 | 50304 | 0 | 0 | 1 |  |  |  | ZP_ZP |  |  |  | 1500 |  | 12 | 10 |  |  |  | 12 | 10 |  | 12 | 10 |  |  |  |  | NONE | [21 empty] | INLET |  | OUTLET | [13 empty] | AI-0332 | Straight Duct | Straight Duct | 1 | EA | AUTO |  |  |  | service=EA ¦ printed_size=12x10 in ¦ review=Straight duct has no confirmed centerline length or coordinates. / Emitted as review-only NOTE row because PDF text does not prove the full 3D DATA contract. ¦ TOD=169'-11" | Lay out.pdf page 5, line 428 | 0.77 | APPROVED
DATA | 3330 | PDF-P05 |  |  |  |  | AI0333 |  |  |  |  | FITTING | ELBOW_UNKNOWN |  | RECT | [5 empty] | CENTER | 18810 | 18000 | 50604 |  |  |  | 1 | 0 | 0 |  |  |  | ZP_XP | [5 empty] | 300 | 300 | [12 empty] | ELBOW | [21 empty] | INLET |  | OUTLET | [13 empty] | AI-0333 | Elbow Duct Fitting | Elbow Duct Fitting | 1 | EA | AUTO |  |  |  | review=Detected fitting text without a nearby duct size. / Missing confirmed duct dimensions. / Emitted as review-only NOTE row because PDF text does not prove the full 3D DATA contract. | Lay out.pdf page 5, line 480 | 0.35 | APPROVED
DATA | 3340 | PDF-P05 |  | RA |  |  | AI0334 |  |  |  |  | FITTING | ELBOW_RECT |  | RECT | [5 empty] | CENTER | 19140 | 18000 | 50604 |  |  |  | 0 | 0 | 1 |  |  |  | XP_ZP | [5 empty] | 30 | 24 |  |  |  | 30 | 24 |  | 30 | 24 |  |  |  |  | ELBOW | [21 empty] | INLET |  | OUTLET | [13 empty] | AI-0334 | Elbow Duct Fitting | Elbow Duct Fitting | 1 | EA | AUTO |  |  |  | service=RA ¦ printed_size=30x24 in ¦ review=Fitting token was associated from nearby PDF text context; verify grouping. / Emitted as review-only NOTE row because PDF text does not prove the full 3D DATA contract. ¦ TOD=172'-0" | Lay out.pdf page 5, line 481 | 0.8 | APPROVED
DATA | 3350 | PDF-P05 |  |  |  |  | AI0335 |  |  |  |  | STRAIGHT | STRAIGHT_UNKNOWN |  | RECT | [5 empty] | CENTER | 19140 | 18000 | 50634 | 19140 | 18000 | 52134 | 0 | 0 | 1 |  |  |  | ZP_ZP |  |  |  | 1500 |  | 300 | 300 | [12 empty] | NONE | [21 empty] | INLET |  | OUTLET | [13 empty] | AI-0335 | Straight Duct | Straight Duct | 1 | EA | AUTO |  |  |  | review=Detected straight duct marker without a nearby duct size. / Missing confirmed duct dimensions. / Straight duct has no confirmed centerline length or coordinates. / Emitted as review-only NOTE row because PDF text does not prove the full 3D DATA contract. | Lay out.pdf page 5, line 488 | 0.32 | APPROVED
DATA | 3360 | PDF-P05 |  | RA |  |  | AI0336 |  |  |  |  | STRAIGHT | STRAIGHT_RECT |  | RECT | [5 empty] | CENTER | 19140 | 18000 | 52134 | 19140 | 18000 | 53634 | 0 | 0 | 1 |  |  |  | ZP_ZP |  |  |  | 1500 |  | 28 | 24 |  |  |  | 28 | 24 |  | 28 | 24 |  |  |  |  | NONE | [21 empty] | INLET |  | OUTLET | [13 empty] | AI-0336 | Straight Duct | Straight Duct | 1 | EA | AUTO |  |  |  | service=RA ¦ printed_size=28x24 in ¦ review=Straight duct has no confirmed centerline length or coordinates. / Emitted as review-only NOTE row because PDF text does not prove the full 3D DATA contract. ¦ TOD=172'-0" | Lay out.pdf page 5, line 497 | 0.77 | APPROVED
DATA | 3370 | PDF-P05 |  | RA |  |  | AI0337 |  |  |  |  | STRAIGHT | STRAIGHT_RECT |  | RECT | [5 empty] | CENTER | 19140 | 18000 | 53634 | 19140 | 18000 | 55134 | 0 | 0 | 1 |  |  |  | ZP_ZP |  |  |  | 1500 |  | 14 | 20 |  |  |  | 14 | 20 |  | 14 | 20 |  |  |  |  | NONE | [21 empty] | INLET |  | OUTLET | [13 empty] | AI-0337 | Straight Duct | Straight Duct | 1 | EA | AUTO |  |  |  | service=RA ¦ printed_size=14x20 in ¦ review=Straight duct has no confirmed centerline length or coordinates. / Emitted as review-only NOTE row because PDF text does not prove the full 3D DATA contract. ¦ TOD=172'-0" | Lay out.pdf page 5, line 499 | 0.77 | APPROVED
DATA | 3380 | PDF-P05 |  | RA |  |  | AI0338 |  |  |  |  | STRAIGHT | STRAIGHT_RECT |  | RECT | [5 empty] | CENTER | 19140 | 18000 | 55134 | 19140 | 18000 | 56634 | 0 | 0 | 1 |  |  |  | ZP_ZP |  |  |  | 1500 |  | 14 | 20 |  |  |  | 14 | 20 |  | 14 | 20 |  |  |  |  | NONE | [21 empty] | INLET |  | OUTLET | [13 empty] | AI-0338 | Straight Duct | Straight Duct | 1 | EA | AUTO |  |  |  | service=RA ¦ printed_size=14x20 in ¦ review=Straight duct has no confirmed centerline length or coordinates. / Emitted as review-only NOTE row because PDF text does not prove the full 3D DATA contract. ¦ TOD=171'-10" | Lay out.pdf page 5, line 502 | 0.77 | APPROVED
DATA | 3390 | PDF-P05 |  | EA |  |  | AI0339 |  |  |  |  | STRAIGHT | STRAIGHT_RECT |  | RECT | [5 empty] | CENTER | 19140 | 18000 | 56634 | 19140 | 18000 | 58134 | 0 | 0 | 1 |  |  |  | ZP_ZP |  |  |  | 1500 |  | 14 | 12 |  |  |  | 14 | 12 |  | 14 | 12 |  |  |  |  | NONE | [21 empty] | INLET |  | OUTLET | [13 empty] | AI-0339 | Straight Duct | Straight Duct | 1 | EA | AUTO |  |  |  | service=EA ¦ printed_size=14x12 in ¦ review=Straight duct has no confirmed centerline length or coordinates. / Emitted as review-only NOTE row because PDF text does not prove the full 3D DATA contract. ¦ airflow=950 CFM ¦ TOD=170'-0" | Lay out.pdf page 5, line 520 | 0.82 | APPROVED
DATA | 3400 | PDF-P05 |  | RA |  |  | AI0340 |  |  |  |  | STRAIGHT | STRAIGHT_RECT |  | RECT | [5 empty] | CENTER | 19140 | 18000 | 58134 | 19140 | 18000 | 59634 | 0 | 0 | 1 |  |  |  | ZP_ZP |  |  |  | 1500 |  | 14 | 20 |  |  |  | 14 | 20 |  | 14 | 20 |  |  |  |  | NONE | [21 empty] | INLET |  | OUTLET | [13 empty] | AI-0340 | Straight Duct | Straight Duct | 1 | EA | AUTO |  |  |  | service=RA ¦ printed_size=14x20 in ¦ review=Straight duct has no confirmed centerline length or coordinates. / Emitted as review-only NOTE row because PDF text does not prove the full 3D DATA contract. ¦ TOD=170'-6 | Lay out.pdf page 5, line 542 | 0.77 | APPROVED
DATA | 3410 | PDF-P05 |  | RA |  |  | AI0341 |  |  |  |  | STRAIGHT | STRAIGHT_RECT |  | RECT | [5 empty] | CENTER | 19140 | 18000 | 59634 | 19140 | 18000 | 61134 | 0 | 0 | 1 |  |  |  | ZP_ZP |  |  |  | 1500 |  | 14 | 20 |  |  |  | 14 | 20 |  | 14 | 20 |  |  |  |  | NONE | [21 empty] | INLET |  | OUTLET | [13 empty] | AI-0341 | Straight Duct | Straight Duct | 1 | EA | AUTO |  |  |  | service=RA ¦ printed_size=14x20 in ¦ review=Straight duct has no confirmed centerline length or coordinates. / Emitted as review-only NOTE row because PDF text does not prove the full 3D DATA contract. ¦ TOD=170'-6 | Lay out.pdf page 5, line 545 | 0.77 | APPROVED
DATA | 3420 | PDF-P05 |  |  |  |  | AI0342 |  |  |  |  | STRAIGHT | STRAIGHT_UNKNOWN |  | RECT | [5 empty] | CENTER | 19140 | 18000 | 61134 | 19140 | 18000 | 62634 | 0 | 0 | 1 |  |  |  | ZP_ZP |  |  |  | 1500 |  | 300 | 300 | [12 empty] | NONE | [21 empty] | INLET |  | OUTLET | [13 empty] | AI-0342 | Straight Duct | Straight Duct | 1 | EA | AUTO |  |  |  | review=Detected straight duct marker without a nearby duct size. / Missing confirmed duct dimensions. / Straight duct has no confirmed centerline length or coordinates. / Emitted as review-only NOTE row because PDF text does not prove the full 3D DATA contract. | Lay out.pdf page 5, line 547 | 0.32 | APPROVED
DATA | 3430 | PDF-P05 |  |  |  |  | AI0343 |  |  |  |  | FITTING | ELBOW_UNKNOWN |  | RECT | [5 empty] | CENTER | 19140 | 18000 | 62934 |  |  |  | 1 | 0 | 0 |  |  |  | ZP_XP | [5 empty] | 300 | 300 | [12 empty] | ELBOW | [21 empty] | INLET |  | OUTLET | [13 empty] | AI-0343 | Elbow Duct Fitting | Elbow Duct Fitting | 1 | EA | AUTO |  |  |  | review=Detected fitting text without a nearby duct size. / Missing confirmed duct dimensions. / Emitted as review-only NOTE row because PDF text does not prove the full 3D DATA contract. | Lay out.pdf page 5, line 549 | 0.35 | APPROVED
DATA | 3440 | PDF-P05 |  |  |  |  | AI0344 |  |  |  |  | FITTING | ELBOW_UNKNOWN |  | RECT | [5 empty] | CENTER | 19740 | 18000 | 62934 |  |  |  | 0 | 0 | 1 |  |  |  | XP_ZP | [5 empty] | 300 | 300 | [12 empty] | ELBOW | [21 empty] | INLET |  | OUTLET | [13 empty] | AI-0344 | Elbow Duct Fitting | Elbow Duct Fitting | 1 | EA | AUTO |  |  |  | review=Detected fitting text without a nearby duct size. / Missing confirmed duct dimensions. / Emitted as review-only NOTE row because PDF text does not prove the full 3D DATA contract. | Lay out.pdf page 5, line 551 | 0.35 | APPROVED
DATA | 3450 | PDF-P05 |  |  |  |  | AI0345 |  |  |  |  | STRAIGHT | STRAIGHT_UNKNOWN |  | RECT | [5 empty] | CENTER | 19740 | 18000 | 63234 | 19740 | 18000 | 64734 | 0 | 0 | 1 |  |  |  | ZP_ZP |  |  |  | 1500 |  | 300 | 300 | [12 empty] | NONE | [21 empty] | INLET |  | OUTLET | [13 empty] | AI-0345 | Straight Duct | Straight Duct | 1 | EA | AUTO |  |  |  | review=Detected straight duct marker without a nearby duct size. / Missing confirmed duct dimensions. / Straight duct has no confirmed centerline length or coordinates. / Emitted as review-only NOTE row because PDF text does not prove the full 3D DATA contract. | Lay out.pdf page 5, line 553 | 0.32 | APPROVED
DATA | 3460 | PDF-P05 |  | RA |  |  | AI0346 |  |  |  |  | STRAIGHT | STRAIGHT_RECT |  | RECT | [5 empty] | CENTER | 19740 | 18000 | 64734 | 19740 | 18000 | 64743 | 0 | 0 | 1 |  |  |  | ZP_ZP |  |  |  | 9 | 9 | 14 | 24 |  |  |  | 14 | 24 |  | 14 | 24 |  |  |  |  | NONE | [21 empty] | INLET |  | OUTLET | [13 empty] | AI-0346 | Straight Duct | Straight Duct | 1 | EA | AUTO |  |  |  | service=RA ¦ printed_size=14x24 in ¦ review=Straight length was associated from nearby PDF text context; verify grouping. / Emitted as review-only NOTE row because PDF text does not prove the full 3D DATA contract. ¦ TOD=172'-0" | Lay out.pdf page 5, line 560 | 0.82 | APPROVED
DATA | 3470 | PDF-P05 |  |  |  |  | AI0347 |  |  |  |  | STRAIGHT | STRAIGHT_UNKNOWN |  | RECT | [5 empty] | CENTER | 19740 | 18000 | 64743 | 19740 | 18000 | 66243 | 0 | 0 | 1 |  |  |  | ZP_ZP |  |  |  | 1500 |  | 300 | 300 | [12 empty] | NONE | [21 empty] | INLET |  | OUTLET | [13 empty] | AI-0347 | Straight Duct | Straight Duct | 1 | EA | AUTO |  |  |  | review=Detected straight duct marker without a nearby duct size. / Missing confirmed duct dimensions. / Straight duct has no confirmed centerline length or coordinates. / Emitted as review-only NOTE row because PDF text does not prove the full 3D DATA contract. | Lay out.pdf page 5, line 563 | 0.32 | APPROVED
DATA | 3480 | PDF-P05 |  |  |  |  | AI0348 |  |  |  |  | FITTING | WYE_UNKNOWN |  | RECT | [5 empty] | CENTER | 19740 | 18000 | 66618 |  |  |  | 0 | 0 | 1 |  |  |  | ZP_ZP_BRANCH_YP | [5 empty] | 300 | 300 | [9 empty] | 300 | 300 |  | WYE |  | 90 | [19 empty] | INLET |  | OUTLET | [13 empty] | AI-0348 | Wye Duct Fitting | Wye Duct Fitting | 1 | EA | AUTO |  |  |  | review=Detected fitting text without a nearby duct size. / Missing confirmed duct dimensions. / Branch fitting needs confirmed branch port geometry before DATA export. / Emitted as review-only NOTE row because PDF text does not prove the full 3D DATA contract. | Lay out.pdf page 5, line 565 | 0.35 | APPROVED
DATA | 3490 | PDF-P05 |  |  |  |  | AI0349 |  |  |  |  | FITTING | WYE_UNKNOWN |  | RECT | [5 empty] | CENTER | 19740 | 18000 | 67368 |  |  |  | 0 | 0 | 1 |  |  |  | ZP_ZP_BRANCH_YP | [5 empty] | 300 | 300 | [9 empty] | 300 | 300 |  | WYE |  | 90 | [19 empty] | INLET |  | OUTLET | [13 empty] | AI-0349 | Wye Duct Fitting | Wye Duct Fitting | 1 | EA | AUTO |  |  |  | review=Detected fitting text without a nearby duct size. / Missing confirmed duct dimensions. / Branch fitting needs confirmed branch port geometry before DATA export. / Emitted as review-only NOTE row because PDF text does not prove the full 3D DATA contract. | Lay out.pdf page 5, line 567 | 0.35 | APPROVED
DATA | 3500 | PDF-P05 |  |  |  |  | AI0350 |  |  |  |  | STRAIGHT | STRAIGHT_UNKNOWN |  | RECT | [5 empty] | CENTER | 19740 | 18000 | 67743 | 19740 | 18000 | 69243 | 0 | 0 | 1 |  |  |  | ZP_ZP |  |  |  | 1500 |  | 300 | 300 | [12 empty] | NONE | [21 empty] | INLET |  | OUTLET | [13 empty] | AI-0350 | Straight Duct | Straight Duct | 1 | EA | AUTO |  |  |  | review=Detected straight duct marker without a nearby duct size. / Missing confirmed duct dimensions. / Straight duct has no confirmed centerline length or coordinates. / Emitted as review-only NOTE row because PDF text does not prove the full 3D DATA contract. | Lay out.pdf page 5, line 568 | 0.32 | APPROVED
DATA | 3510 | PDF-P05 |  | RA |  |  | AI0351 |  |  |  |  | STRAIGHT | STRAIGHT_RECT |  | RECT | [5 empty] | CENTER | 19740 | 18000 | 69243 | 19740 | 18000 | 70743 | 0 | 0 | 1 |  |  |  | ZP_ZP |  |  |  | 1500 |  | 14 | 20 |  |  |  | 14 | 20 |  | 14 | 20 |  |  |  |  | NONE | [21 empty] | INLET |  | OUTLET | [13 empty] | AI-0351 | Straight Duct | Straight Duct | 1 | EA | AUTO |  |  |  | service=RA ¦ printed_size=14x20 in ¦ review=Straight duct has no confirmed centerline length or coordinates. / Emitted as review-only NOTE row because PDF text does not prove the full 3D DATA contract. ¦ TOD=171'-10" | Lay out.pdf page 5, line 571 | 0.77 | APPROVED
DATA | 3520 | PDF-P05 |  |  |  |  | AI0352 |  |  |  |  | FITTING | ELBOW_UNKNOWN |  | RECT | [5 empty] | CENTER | 19740 | 18000 | 71043 |  |  |  | 1 | 0 | 0 |  |  |  | ZP_XP | [5 empty] | 300 | 300 | [12 empty] | ELBOW | [21 empty] | INLET |  | OUTLET | [13 empty] | AI-0352 | Elbow Duct Fitting | Elbow Duct Fitting | 1 | EA | AUTO |  |  |  | review=Detected fitting text without a nearby duct size. / Missing confirmed duct dimensions. / Emitted as review-only NOTE row because PDF text does not prove the full 3D DATA contract. | Lay out.pdf page 5, line 575 | 0.35 | APPROVED
DATA | 3530 | PDF-P05 |  |  |  |  | AI0353 |  |  |  |  | STRAIGHT | STRAIGHT_UNKNOWN |  | RECT | [5 empty] | CENTER | 20040 | 18000 | 71043 | 21540 | 18000 | 71043 | 1 | 0 | 0 |  |  |  | XP_XP |  |  |  | 1500 |  | 300 | 300 | [12 empty] | NONE | [21 empty] | INLET |  | OUTLET | [13 empty] | AI-0353 | Straight Duct | Straight Duct | 1 | EA | AUTO |  |  |  | review=Detected straight duct marker without a nearby duct size. / Missing confirmed duct dimensions. / Straight duct has no confirmed centerline length or coordinates. / Emitted as review-only NOTE row because PDF text does not prove the full 3D DATA contract. | Lay out.pdf page 5, line 576 | 0.32 | APPROVED
DATA | 3540 | PDF-P05 |  |  |  |  | AI0354 |  |  |  |  | STRAIGHT | STRAIGHT_UNKNOWN |  | RECT | [5 empty] | CENTER | 21540 | 18000 | 71043 | 23040 | 18000 | 71043 | 1 | 0 | 0 |  |  |  | XP_XP |  |  |  | 1500 |  | 300 | 300 | [12 empty] | NONE | [21 empty] | INLET |  | OUTLET | [13 empty] | AI-0354 | Straight Duct | Straight Duct | 1 | EA | AUTO |  |  |  | review=Detected straight duct marker without a nearby duct size. / Missing confirmed duct dimensions. / Straight duct has no confirmed centerline length or coordinates. / Emitted as review-only NOTE row because PDF text does not prove the full 3D DATA contract. | Lay out.pdf page 5, line 577 | 0.32 | APPROVED
DATA | 3550 | PDF-P05 |  |  |  |  | AI0355 |  |  |  |  | FITTING | ELBOW_UNKNOWN |  | RECT | [5 empty] | CENTER | 23340 | 18000 | 71043 |  |  |  | 0 | 0 | 1 |  |  |  | XP_ZP | [5 empty] | 300 | 300 | [12 empty] | ELBOW | [21 empty] | INLET |  | OUTLET | [13 empty] | AI-0355 | Elbow Duct Fitting | Elbow Duct Fitting | 1 | EA | AUTO |  |  |  | review=Detected fitting text without a nearby duct size. / Missing confirmed duct dimensions. / Emitted as review-only NOTE row because PDF text does not prove the full 3D DATA contract. | Lay out.pdf page 5, line 579 | 0.35 | APPROVED
DATA | 3560 | PDF-P05 |  | RA |  |  | AI0356 |  |  |  |  | FITTING | ELBOW_RECT |  | RECT | [5 empty] | CENTER | 23340 | 18000 | 71357 |  |  |  | 1 | 0 | 0 |  |  |  | ZP_XP | [5 empty] | 14 | 20 |  |  |  | 14 | 20 |  | 14 | 20 |  |  |  |  | ELBOW | [21 empty] | INLET |  | OUTLET | [13 empty] | AI-0356 | Elbow Duct Fitting | Elbow Duct Fitting | 1 | EA | AUTO |  |  |  | service=RA ¦ printed_size=14x20 in ¦ review=Fitting token was associated from nearby PDF text context; verify grouping. / Emitted as review-only NOTE row because PDF text does not prove the full 3D DATA contract. ¦ TOD=170'-6 | Lay out.pdf page 5, line 582 | 0.8 | APPROVED
DATA | 3570 | PDF-P05 |  | RA |  |  | AI0357 |  |  |  |  | STRAIGHT | STRAIGHT_RECT |  | RECT | [5 empty] | CENTER | 23354 | 18000 | 71357 | 24854 | 18000 | 71357 | 1 | 0 | 0 |  |  |  | XP_XP |  |  |  | 1500 |  | 14 | 20 |  |  |  | 14 | 20 |  | 14 | 20 |  |  |  |  | NONE | [21 empty] | INLET |  | OUTLET | [13 empty] | AI-0357 | Straight Duct | Straight Duct | 1 | EA | AUTO |  |  |  | service=RA ¦ printed_size=14x20 in ¦ review=Straight duct has no confirmed centerline length or coordinates. / Emitted as review-only NOTE row because PDF text does not prove the full 3D DATA contract. ¦ TOD=171'-10" | Lay out.pdf page 5, line 591 | 0.77 | APPROVED
DATA | 3580 | PDF-P05 |  | RA |  |  | AI0358 |  |  |  |  | STRAIGHT | STRAIGHT_RECT |  | RECT | [5 empty] | CENTER | 24854 | 18000 | 71357 | 26354 | 18000 | 71357 | 1 | 0 | 0 |  |  |  | XP_XP |  |  |  | 1500 |  | 14 | 20 |  |  |  | 14 | 20 |  | 14 | 20 |  |  |  |  | NONE | [21 empty] | INLET |  | OUTLET | [13 empty] | AI-0358 | Straight Duct | Straight Duct | 1 | EA | AUTO |  |  |  | service=RA ¦ printed_size=14x20 in ¦ review=Straight duct has no confirmed centerline length or coordinates. / Emitted as review-only NOTE row because PDF text does not prove the full 3D DATA contract. ¦ TOD=171'-10" | Lay out.pdf page 5, line 595 | 0.77 | APPROVED
DATA | 3590 | PDF-P05 |  |  |  |  | AI0359 |  |  |  |  | FITTING | ELBOW_UNKNOWN |  | RECT | [5 empty] | CENTER | 26654 | 18000 | 71357 |  |  |  | 0 | 0 | 1 |  |  |  | XP_ZP | [5 empty] | 300 | 300 | [12 empty] | ELBOW | [21 empty] | INLET |  | OUTLET | [13 empty] | AI-0359 | Elbow Duct Fitting | Elbow Duct Fitting | 1 | EA | AUTO |  |  |  | review=Detected fitting text without a nearby duct size. / Missing confirmed duct dimensions. / Emitted as review-only NOTE row because PDF text does not prove the full 3D DATA contract. | Lay out.pdf page 5, line 609 | 0.35 | APPROVED
DATA | 3600 | PDF-P05 |  | SA |  |  | AI0360 |  |  |  |  | STRAIGHT | STRAIGHT_RECT |  | RECT | [5 empty] | CENTER | 26654 | 18000 | 71657 | 26654 | 18000 | 73157 | 0 | 0 | 1 |  |  |  | ZP_ZP |  |  |  | 1500 |  | 20 | 12 |  |  |  | 20 | 12 |  | 20 | 12 |  |  |  |  | NONE | [21 empty] | INLET |  | OUTLET | [13 empty] | AI-0360 | Straight Duct | Straight Duct | 1 | EA | AUTO |  |  |  | service=SA ¦ printed_size=20x12 in ¦ review=Straight duct has no confirmed centerline length or coordinates. / Emitted as review-only NOTE row because PDF text does not prove the full 3D DATA contract. ¦ airflow=1600 CFM ¦ TOD=170'-8" | Lay out.pdf page 5, line 619 | 0.82 | APPROVED
DATA | 3610 | PDF-P05 |  | SA |  |  | AI0361 |  |  |  |  | STRAIGHT | STRAIGHT_RECT |  | RECT | [5 empty] | CENTER | 26654 | 18000 | 73157 | 26654 | 18000 | 74657 | 0 | 0 | 1 |  |  |  | ZP_ZP |  |  |  | 1500 |  | 14 | 12 |  |  |  | 14 | 12 |  | 14 | 12 |  |  |  |  | NONE | [21 empty] | INLET |  | OUTLET | [13 empty] | AI-0361 | Straight Duct | Straight Duct | 1 | EA | AUTO |  |  |  | service=SA ¦ printed_size=14x12 in ¦ review=Straight duct has no confirmed centerline length or coordinates. / Emitted as review-only NOTE row because PDF text does not prove the full 3D DATA contract. ¦ TOD=170'-8" | Lay out.pdf page 5, line 628 | 0.77 | APPROVED
DATA | 3620 | PDF-P05 |  |  |  |  | AI0362 |  |  |  |  | FITTING | ELBOW_UNKNOWN |  | RECT | [5 empty] | CENTER | 26654 | 18000 | 74957 |  |  |  | 1 | 0 | 0 |  |  |  | ZP_XP | [5 empty] | 300 | 300 | [12 empty] | ELBOW | [21 empty] | INLET |  | OUTLET | [13 empty] | AI-0362 | Elbow Duct Fitting | Elbow Duct Fitting | 1 | EA | AUTO |  |  |  | review=Detected fitting text without a nearby duct size. / Missing confirmed duct dimensions. / Emitted as review-only NOTE row because PDF text does not prove the full 3D DATA contract. | Lay out.pdf page 5, line 634 | 0.35 | APPROVED
DATA | 3630 | PDF-P05 |  |  |  |  | AI0363 |  |  |  |  | STRAIGHT | STRAIGHT_UNKNOWN |  | RECT | [5 empty] | CENTER | 26954 | 18000 | 74957 | 28454 | 18000 | 74957 | 1 | 0 | 0 |  |  |  | XP_XP |  |  |  | 1500 |  | 300 | 300 | [12 empty] | NONE | [21 empty] | INLET |  | OUTLET | [13 empty] | AI-0363 | Straight Duct | Straight Duct | 1 | EA | AUTO |  |  |  | review=Detected straight duct marker without a nearby duct size. / Missing confirmed duct dimensions. / Straight duct has no confirmed centerline length or coordinates. / Emitted as review-only NOTE row because PDF text does not prove the full 3D DATA contract. | Lay out.pdf page 5, line 635 | 0.32 | APPROVED
DATA | 3640 | PDF-P05 |  |  |  |  | AI0364 |  |  |  |  | STRAIGHT | STRAIGHT_UNKNOWN |  | RECT | [5 empty] | CENTER | 28454 | 18000 | 74957 | 29954 | 18000 | 74957 | 1 | 0 | 0 |  |  |  | XP_XP |  |  |  | 1500 |  | 300 | 300 | [12 empty] | NONE | [21 empty] | INLET |  | OUTLET | [13 empty] | AI-0364 | Straight Duct | Straight Duct | 1 | EA | AUTO |  |  |  | review=Detected straight duct marker without a nearby duct size. / Missing confirmed duct dimensions. / Straight duct has no confirmed centerline length or coordinates. / Emitted as review-only NOTE row because PDF text does not prove the full 3D DATA contract. | Lay out.pdf page 5, line 636 | 0.32 | APPROVED
DATA | 3650 | PDF-P05 |  |  |  |  | AI0365 |  |  |  |  | FITTING | ELBOW_UNKNOWN |  | RECT | [5 empty] | CENTER | 30254 | 18000 | 74957 |  |  |  | 0 | 0 | 1 |  |  |  | XP_ZP | [5 empty] | 300 | 300 | [12 empty] | ELBOW | [21 empty] | INLET |  | OUTLET | [13 empty] | AI-0365 | Elbow Duct Fitting | Elbow Duct Fitting | 1 | EA | AUTO |  |  |  | review=Detected fitting text without a nearby duct size. / Missing confirmed duct dimensions. / Emitted as review-only NOTE row because PDF text does not prove the full 3D DATA contract. | Lay out.pdf page 5, line 638 | 0.35 | APPROVED
DATA | 3660 | PDF-P05 |  | SA |  |  | AI0366 |  |  |  |  | STRAIGHT | STRAIGHT_RECT |  | RECT | [5 empty] | CENTER | 30254 | 18000 | 75257 | 30254 | 18000 | 76757 | 0 | 0 | 1 |  |  |  | ZP_ZP |  |  |  | 1500 |  | 14 | 12 |  |  |  | 14 | 12 |  | 14 | 12 |  |  |  |  | NONE | [21 empty] | INLET |  | OUTLET | [13 empty] | AI-0366 | Straight Duct | Straight Duct | 1 | EA | AUTO |  |  |  | service=SA ¦ printed_size=14x12 in ¦ review=Straight duct has no confirmed centerline length or coordinates. / Emitted as review-only NOTE row because PDF text does not prove the full 3D DATA contract. ¦ TOD=172'-6" | Lay out.pdf page 5, line 639 | 0.77 | APPROVED
DATA | 3670 | PDF-P05 |  |  |  |  | AI0367 |  |  |  |  | STRAIGHT | STRAIGHT_UNKNOWN |  | RECT | [5 empty] | CENTER | 30254 | 18000 | 76757 | 30254 | 18000 | 78257 | 0 | 0 | 1 |  |  |  | ZP_ZP |  |  |  | 1500 |  | 300 | 300 | [12 empty] | NONE | [21 empty] | INLET |  | OUTLET | [13 empty] | AI-0367 | Straight Duct | Straight Duct | 1 | EA | AUTO |  |  |  | review=Detected straight duct marker without a nearby duct size. / Missing confirmed duct dimensions. / Straight duct has no confirmed centerline length or coordinates. / Emitted as review-only NOTE row because PDF text does not prove the full 3D DATA contract. | Lay out.pdf page 5, line 643 | 0.32 | APPROVED
DATA | 3680 | PDF-P05 |  |  |  |  | AI0368 |  |  |  |  | FITTING | ELBOW_UNKNOWN |  | RECT | [5 empty] | CENTER | 30254 | 18000 | 78557 |  |  |  | 1 | 0 | 0 |  |  |  | ZP_XP | [5 empty] | 300 | 300 | [12 empty] | ELBOW | [21 empty] | INLET |  | OUTLET | [13 empty] | AI-0368 | Elbow Duct Fitting | Elbow Duct Fitting | 1 | EA | AUTO |  |  |  | review=Detected fitting text without a nearby duct size. / Missing confirmed duct dimensions. / Emitted as review-only NOTE row because PDF text does not prove the full 3D DATA contract. | Lay out.pdf page 5, line 644 | 0.35 | APPROVED
DATA | 3690 | PDF-P05 |  |  |  |  | AI0369 |  |  |  |  | FITTING | ELBOW_UNKNOWN |  | RECT | [5 empty] | CENTER | 30854 | 18000 | 78557 |  |  |  | 0 | 0 | 1 |  |  |  | XP_ZP | [5 empty] | 300 | 300 | [12 empty] | ELBOW | [21 empty] | INLET |  | OUTLET | [13 empty] | AI-0369 | Elbow Duct Fitting | Elbow Duct Fitting | 1 | EA | AUTO |  |  |  | review=Detected fitting text without a nearby duct size. / Missing confirmed duct dimensions. / Emitted as review-only NOTE row because PDF text does not prove the full 3D DATA contract. | Lay out.pdf page 5, line 648 | 0.35 | APPROVED
DATA | 3700 | PDF-P05 |  |  |  |  | AI0370 |  |  |  |  | FITTING | ELBOW_UNKNOWN |  | RECT | [5 empty] | CENTER | 30854 | 18000 | 79157 |  |  |  | 1 | 0 | 0 |  |  |  | ZP_XP | [5 empty] | 300 | 300 | [12 empty] | ELBOW | [21 empty] | INLET |  | OUTLET | [13 empty] | AI-0370 | Elbow Duct Fitting | Elbow Duct Fitting | 1 | EA | AUTO |  |  |  | review=Detected fitting text without a nearby duct size. / Missing confirmed duct dimensions. / Emitted as review-only NOTE row because PDF text does not prove the full 3D DATA contract. | Lay out.pdf page 5, line 650 | 0.35 | APPROVED
DATA | 3710 | PDF-P05 |  |  |  |  | AI0371 |  |  |  |  | STRAIGHT | STRAIGHT_UNKNOWN |  | RECT | [5 empty] | CENTER | 31154 | 18000 | 79157 | 32654 | 18000 | 79157 | 1 | 0 | 0 |  |  |  | XP_XP |  |  |  | 1500 |  | 300 | 300 | [12 empty] | NONE | [21 empty] | INLET |  | OUTLET | [13 empty] | AI-0371 | Straight Duct | Straight Duct | 1 | EA | AUTO |  |  |  | review=Detected straight duct marker without a nearby duct size. / Missing confirmed duct dimensions. / Straight duct has no confirmed centerline length or coordinates. / Emitted as review-only NOTE row because PDF text does not prove the full 3D DATA contract. | Lay out.pdf page 5, line 652 | 0.32 | APPROVED
DATA | 3720 | PDF-P05 |  |  |  |  | AI0372 |  |  |  |  | FITTING | ELBOW_UNKNOWN |  | RECT | [5 empty] | CENTER | 32954 | 18000 | 79157 |  |  |  | 0 | 0 | 1 |  |  |  | XP_ZP | [5 empty] | 300 | 300 | [12 empty] | ELBOW | [21 empty] | INLET |  | OUTLET | [13 empty] | AI-0372 | Elbow Duct Fitting | Elbow Duct Fitting | 1 | EA | AUTO |  |  |  | review=Detected fitting text without a nearby duct size. / Missing confirmed duct dimensions. / Emitted as review-only NOTE row because PDF text does not prove the full 3D DATA contract. | Lay out.pdf page 5, line 655 | 0.35 | APPROVED
DATA | 3730 | PDF-P05 |  |  |  |  | AI0373 |  |  |  |  | FITTING | ELBOW_UNKNOWN |  | RECT | [5 empty] | CENTER | 32954 | 18000 | 79757 |  |  |  | 1 | 0 | 0 |  |  |  | ZP_XP | [5 empty] | 300 | 300 | [12 empty] | ELBOW | [21 empty] | INLET |  | OUTLET | [13 empty] | AI-0373 | Elbow Duct Fitting | Elbow Duct Fitting | 1 | EA | AUTO |  |  |  | review=Detected fitting text without a nearby duct size. / Missing confirmed duct dimensions. / Emitted as review-only NOTE row because PDF text does not prove the full 3D DATA contract. | Lay out.pdf page 5, line 664 | 0.35 | APPROVED
DATA | 3740 | PDF-P05 |  | SA |  |  | AI0374 |  |  |  |  | FITTING | ELBOW_RECT |  | RECT | [5 empty] | CENTER | 33268 | 18000 | 79757 |  |  |  | 0 | 0 | 1 |  |  |  | XP_ZP | [5 empty] | 14 | 12 |  |  |  | 14 | 12 |  | 14 | 12 |  |  |  |  | ELBOW | [21 empty] | INLET |  | OUTLET | [13 empty] | AI-0374 | Elbow Duct Fitting | Elbow Duct Fitting | 1 | EA | AUTO |  |  |  | service=SA ¦ printed_size=14x12 in ¦ review=Fitting token was associated from nearby PDF text context; verify grouping. / Emitted as review-only NOTE row because PDF text does not prove the full 3D DATA contract. ¦ TOD=170'-8" | Lay out.pdf page 5, line 666 | 0.8 | APPROVED
DATA | 3750 | PDF-P05 |  |  |  |  | AI0375 |  |  |  |  | FITTING | ELBOW_UNKNOWN |  | RECT | [5 empty] | CENTER | 33268 | 18000 | 80071 |  |  |  | 1 | 0 | 0 |  |  |  | ZP_XP | [5 empty] | 300 | 300 | [12 empty] | ELBOW | [21 empty] | INLET |  | OUTLET | [13 empty] | AI-0375 | Elbow Duct Fitting | Elbow Duct Fitting | 1 | EA | AUTO |  |  |  | review=Detected fitting text without a nearby duct size. / Missing confirmed duct dimensions. / Emitted as review-only NOTE row because PDF text does not prove the full 3D DATA contract. | Lay out.pdf page 5, line 675 | 0.35 | APPROVED
DATA | 3760 | PDF-P05 |  | SA |  |  | AI0376 |  |  |  |  | FITTING | ELBOW_RECT |  | RECT | [5 empty] | CENTER | 33582 | 18000 | 80071 |  |  |  | 0 | 0 | 1 |  |  |  | XP_ZP | [5 empty] | 14 | 12 |  |  |  | 14 | 12 |  | 14 | 12 |  |  |  |  | ELBOW | [21 empty] | INLET |  | OUTLET | [13 empty] | AI-0376 | Elbow Duct Fitting | Elbow Duct Fitting | 1 | EA | AUTO |  |  |  | service=SA ¦ printed_size=14x12 in ¦ review=Fitting token was associated from nearby PDF text context; verify grouping. / Emitted as review-only NOTE row because PDF text does not prove the full 3D DATA contract. ¦ TOD=170'-8" | Lay out.pdf page 5, line 676 | 0.8 | APPROVED
DATA | 3770 | PDF-P05 |  |  |  |  | AI0377 |  |  |  |  | FITTING | ELBOW_UNKNOWN |  | RECT | [5 empty] | CENTER | 33582 | 18000 | 80385 |  |  |  | 1 | 0 | 0 |  |  |  | ZP_XP | [5 empty] | 300 | 300 | [12 empty] | ELBOW | [21 empty] | INLET |  | OUTLET | [13 empty] | AI-0377 | Elbow Duct Fitting | Elbow Duct Fitting | 1 | EA | AUTO |  |  |  | review=Detected fitting text without a nearby duct size. / Missing confirmed duct dimensions. / Emitted as review-only NOTE row because PDF text does not prove the full 3D DATA contract. | Lay out.pdf page 5, line 681 | 0.35 | APPROVED
DATA | 3780 | PDF-P05 |  |  |  |  | AI0378 |  |  |  |  | FITTING | ELBOW_UNKNOWN |  | RECT | [5 empty] | CENTER | 34182 | 18000 | 80385 |  |  |  | 0 | 0 | 1 |  |  |  | XP_ZP | [5 empty] | 300 | 300 | [12 empty] | ELBOW | [21 empty] | INLET |  | OUTLET | [13 empty] | AI-0378 | Elbow Duct Fitting | Elbow Duct Fitting | 1 | EA | AUTO |  |  |  | review=Detected fitting text without a nearby duct size. / Missing confirmed duct dimensions. / Emitted as review-only NOTE row because PDF text does not prove the full 3D DATA contract. | Lay out.pdf page 5, line 683 | 0.35 | APPROVED
DATA | 3790 | PDF-P05 |  |  |  |  | AI0379 |  |  |  |  | FITTING | ELBOW_UNKNOWN |  | RECT | [5 empty] | CENTER | 34182 | 18000 | 80985 |  |  |  | 1 | 0 | 0 |  |  |  | ZP_XP | [5 empty] | 300 | 300 | [12 empty] | ELBOW | [21 empty] | INLET |  | OUTLET | [13 empty] | AI-0379 | Elbow Duct Fitting | Elbow Duct Fitting | 1 | EA | AUTO |  |  |  | review=Detected fitting text without a nearby duct size. / Missing confirmed duct dimensions. / Emitted as review-only NOTE row because PDF text does not prove the full 3D DATA contract. | Lay out.pdf page 5, line 685 | 0.35 | APPROVED
DATA | 3800 | PDF-P05 |  |  |  |  | AI0380 |  |  |  |  | STRAIGHT | STRAIGHT_UNKNOWN |  | RECT | [5 empty] | CENTER | 34482 | 18000 | 80985 | 35982 | 18000 | 80985 | 1 | 0 | 0 |  |  |  | XP_XP |  |  |  | 1500 |  | 300 | 300 | [12 empty] | NONE | [21 empty] | INLET |  | OUTLET | [13 empty] | AI-0380 | Straight Duct | Straight Duct | 1 | EA | AUTO |  |  |  | review=Detected straight duct marker without a nearby duct size. / Missing confirmed duct dimensions. / Straight duct has no confirmed centerline length or coordinates. / Emitted as review-only NOTE row because PDF text does not prove the full 3D DATA contract. | Lay out.pdf page 5, line 687 | 0.32 | APPROVED
DATA | 3810 | PDF-P05 |  | SA |  |  | AI0381 |  |  |  |  | STRAIGHT | STRAIGHT_RECT |  | RECT | [5 empty] | CENTER | 35982 | 18000 | 80985 | 37482 | 18000 | 80985 | 1 | 0 | 0 |  |  |  | XP_XP |  |  |  | 1500 |  | 12 | 14 |  |  |  | 12 | 14 |  | 12 | 14 |  |  |  |  | NONE | [21 empty] | INLET |  | OUTLET | [13 empty] | AI-0381 | Straight Duct | Straight Duct | 1 | EA | AUTO |  |  |  | service=SA ¦ printed_size=12x14 in ¦ review=Straight duct has no confirmed centerline length or coordinates. / Emitted as review-only NOTE row because PDF text does not prove the full 3D DATA contract. ¦ TOD=172'-6" | Lay out.pdf page 5, line 688 | 0.77 | APPROVED
DATA | 3820 | PDF-P05 |  |  |  |  | AI0382 |  |  |  |  | FITTING | ELBOW_UNKNOWN |  | RECT | [5 empty] | CENTER | 37782 | 18000 | 80985 |  |  |  | 0 | 0 | 1 |  |  |  | XP_ZP | [5 empty] | 300 | 300 | [12 empty] | ELBOW | [21 empty] | INLET |  | OUTLET | [13 empty] | AI-0382 | Elbow Duct Fitting | Elbow Duct Fitting | 1 | EA | AUTO |  |  |  | review=Detected fitting text without a nearby duct size. / Missing confirmed duct dimensions. / Emitted as review-only NOTE row because PDF text does not prove the full 3D DATA contract. | Lay out.pdf page 5, line 692 | 0.35 | APPROVED
DATA | 3830 | PDF-P05 |  |  |  |  | AI0383 |  |  |  |  | STRAIGHT | STRAIGHT_UNKNOWN |  | RECT | [5 empty] | CENTER | 37782 | 18000 | 81285 | 37782 | 18000 | 82785 | 0 | 0 | 1 |  |  |  | ZP_ZP |  |  |  | 1500 |  | 300 | 300 | [12 empty] | NONE | [21 empty] | INLET |  | OUTLET | [13 empty] | AI-0383 | Straight Duct | Straight Duct | 1 | EA | AUTO |  |  |  | review=Detected straight duct marker without a nearby duct size. / Missing confirmed duct dimensions. / Straight duct has no confirmed centerline length or coordinates. / Emitted as review-only NOTE row because PDF text does not prove the full 3D DATA contract. | Lay out.pdf page 5, line 693 | 0.32 | APPROVED
DATA | 3840 | PDF-P05 |  |  |  |  | AI0384 |  |  |  |  | FITTING | ELBOW_UNKNOWN |  | RECT | [5 empty] | CENTER | 37782 | 18000 | 83085 |  |  |  | 1 | 0 | 0 |  |  |  | ZP_XP | [5 empty] | 300 | 300 | [12 empty] | ELBOW | [21 empty] | INLET |  | OUTLET | [13 empty] | AI-0384 | Elbow Duct Fitting | Elbow Duct Fitting | 1 | EA | AUTO |  |  |  | review=Detected fitting text without a nearby duct size. / Missing confirmed duct dimensions. / Emitted as review-only NOTE row because PDF text does not prove the full 3D DATA contract. | Lay out.pdf page 5, line 700 | 0.35 | APPROVED
DATA | 3850 | PDF-P05 |  |  |  |  | AI0385 |  |  |  |  | STRAIGHT | STRAIGHT_UNKNOWN |  | RECT | [5 empty] | CENTER | 38082 | 18000 | 83085 | 39582 | 18000 | 83085 | 1 | 0 | 0 |  |  |  | XP_XP |  |  |  | 1500 |  | 300 | 300 | [12 empty] | NONE | [21 empty] | INLET |  | OUTLET | [13 empty] | AI-0385 | Straight Duct | Straight Duct | 1 | EA | AUTO |  |  |  | review=Detected straight duct marker without a nearby duct size. / Missing confirmed duct dimensions. / Straight duct has no confirmed centerline length or coordinates. / Emitted as review-only NOTE row because PDF text does not prove the full 3D DATA contract. | Lay out.pdf page 5, line 707 | 0.32 | APPROVED
DATA | 3860 | PDF-P05 |  |  |  |  | AI0386 |  |  |  |  | STRAIGHT | STRAIGHT_UNKNOWN |  | RECT | [5 empty] | CENTER | 39582 | 18000 | 83085 | 41082 | 18000 | 83085 | 1 | 0 | 0 |  |  |  | XP_XP |  |  |  | 1500 |  | 300 | 300 | [12 empty] | NONE | [21 empty] | INLET |  | OUTLET | [13 empty] | AI-0386 | Straight Duct | Straight Duct | 1 | EA | AUTO |  |  |  | review=Detected straight duct marker without a nearby duct size. / Missing confirmed duct dimensions. / Straight duct has no confirmed centerline length or coordinates. / Emitted as review-only NOTE row because PDF text does not prove the full 3D DATA contract. | Lay out.pdf page 5, line 708 | 0.32 | APPROVED
DATA | 3870 | PDF-P05 |  |  |  |  | AI0387 |  |  |  |  | FITTING | ELBOW_UNKNOWN |  | RECT | [5 empty] | CENTER | 41382 | 18000 | 83085 |  |  |  | 0 | 0 | 1 |  |  |  | XP_ZP | [5 empty] | 300 | 300 | [12 empty] | ELBOW | [21 empty] | INLET |  | OUTLET | [13 empty] | AI-0387 | Elbow Duct Fitting | Elbow Duct Fitting | 1 | EA | AUTO |  |  |  | review=Detected fitting text without a nearby duct size. / Missing confirmed duct dimensions. / Emitted as review-only NOTE row because PDF text does not prove the full 3D DATA contract. | Lay out.pdf page 5, line 710 | 0.35 | APPROVED
DATA | 3880 | PDF-P05 |  | EA |  |  | AI0388 |  |  |  |  | STRAIGHT | STRAIGHT_RECT |  | RECT | [5 empty] | CENTER | 41382 | 18000 | 83385 | 41382 | 18000 | 84885 | 0 | 0 | 1 |  |  |  | ZP_ZP |  |  |  | 1500 |  | 14 | 12 |  |  |  | 14 | 12 |  | 14 | 12 |  |  |  |  | NONE | [21 empty] | INLET |  | OUTLET | [13 empty] | AI-0388 | Straight Duct | Straight Duct | 1 | EA | AUTO |  |  |  | service=EA ¦ printed_size=14x12 in ¦ review=Straight duct has no confirmed centerline length or coordinates. / Emitted as review-only NOTE row because PDF text does not prove the full 3D DATA contract. ¦ TOD=171'-0" | Lay out.pdf page 5, line 719 | 0.77 | APPROVED
DATA | 3890 | PDF-P05 |  | SA |  |  | AI0389 |  |  |  |  | STRAIGHT | STRAIGHT_RECT |  | RECT | [5 empty] | CENTER | 41382 | 18000 | 84885 | 41382 | 18000 | 86385 | 0 | 0 | 1 |  |  |  | ZP_ZP |  |  |  | 1500 |  | 10 | 8 |  |  |  | 10 | 8 |  | 10 | 8 |  |  |  |  | NONE | [21 empty] | INLET |  | OUTLET | [13 empty] | AI-0389 | Straight Duct | Straight Duct | 1 | EA | AUTO |  |  |  | service=SA ¦ printed_size=10x8 in ¦ review=Straight duct has no confirmed centerline length or coordinates. / Emitted as review-only NOTE row because PDF text does not prove the full 3D DATA contract. ¦ TOD=169'-4" | Lay out.pdf page 5, line 728 | 0.77 | APPROVED
DATA | 3900 | PDF-P05 |  |  |  |  | AI0390 |  |  |  |  | STRAIGHT | STRAIGHT_UNKNOWN |  | RECT | [5 empty] | CENTER | 41382 | 18000 | 86385 | 41382 | 18000 | 87885 | 0 | 0 | 1 |  |  |  | ZP_ZP |  |  |  | 1500 |  | 300 | 300 | [12 empty] | NONE | [21 empty] | INLET |  | OUTLET | [13 empty] | AI-0390 | Straight Duct | Straight Duct | 1 | EA | AUTO |  |  |  | review=Detected straight duct marker without a nearby duct size. / Missing confirmed duct dimensions. / Straight duct has no confirmed centerline length or coordinates. / Emitted as review-only NOTE row because PDF text does not prove the full 3D DATA contract. | Lay out.pdf page 5, line 730 | 0.32 | APPROVED
DATA | 3910 | PDF-P05 |  |  |  |  | AI0391 |  |  |  |  | FITTING | ELBOW_UNKNOWN |  | RECT | [5 empty] | CENTER | 41382 | 18000 | 88185 |  |  |  | 1 | 0 | 0 |  |  |  | ZP_XP | [5 empty] | 300 | 300 | [12 empty] | ELBOW | [21 empty] | INLET |  | OUTLET | [13 empty] | AI-0391 | Elbow Duct Fitting | Elbow Duct Fitting | 1 | EA | AUTO |  |  |  | review=Detected fitting text without a nearby duct size. / Missing confirmed duct dimensions. / Emitted as review-only NOTE row because PDF text does not prove the full 3D DATA contract. | Lay out.pdf page 5, line 732 | 0.35 | APPROVED
DATA | 3920 | PDF-P05 |  |  |  |  | AI0392 |  |  |  |  | FITTING | ELBOW_UNKNOWN |  | RECT | [5 empty] | CENTER | 41982 | 18000 | 88185 |  |  |  | 0 | 0 | 1 |  |  |  | XP_ZP | [5 empty] | 300 | 300 | [12 empty] | ELBOW | [21 empty] | INLET |  | OUTLET | [13 empty] | AI-0392 | Elbow Duct Fitting | Elbow Duct Fitting | 1 | EA | AUTO |  |  |  | review=Detected fitting text without a nearby duct size. / Missing confirmed duct dimensions. / Emitted as review-only NOTE row because PDF text does not prove the full 3D DATA contract. | Lay out.pdf page 5, line 734 | 0.35 | APPROVED
DATA | 3930 | PDF-P05 |  |  |  |  | AI0393 |  |  |  |  | STRAIGHT | STRAIGHT_UNKNOWN |  | RECT | [5 empty] | CENTER | 41982 | 18000 | 88485 | 41982 | 18000 | 89985 | 0 | 0 | 1 |  |  |  | ZP_ZP |  |  |  | 1500 |  | 300 | 300 | [12 empty] | NONE | [21 empty] | INLET |  | OUTLET | [13 empty] | AI-0393 | Straight Duct | Straight Duct | 1 | EA | AUTO |  |  |  | review=Detected straight duct marker without a nearby duct size. / Missing confirmed duct dimensions. / Straight duct has no confirmed centerline length or coordinates. / Emitted as review-only NOTE row because PDF text does not prove the full 3D DATA contract. | Lay out.pdf page 5, line 739 | 0.32 | APPROVED
DATA | 3940 | PDF-P05 |  |  |  |  | AI0394 |  |  |  |  | FITTING | ELBOW_UNKNOWN |  | RECT | [5 empty] | CENTER | 41982 | 18000 | 90285 |  |  |  | 1 | 0 | 0 |  |  |  | ZP_XP | [5 empty] | 300 | 300 | [12 empty] | ELBOW | [21 empty] | INLET |  | OUTLET | [13 empty] | AI-0394 | Elbow Duct Fitting | Elbow Duct Fitting | 1 | EA | AUTO |  |  |  | review=Detected fitting text without a nearby duct size. / Missing confirmed duct dimensions. / Emitted as review-only NOTE row because PDF text does not prove the full 3D DATA contract. | Lay out.pdf page 5, line 741 | 0.35 | APPROVED
DATA | 3950 | PDF-P05 |  | SR |  |  | AI0395 |  |  |  |  | FITTING | ELBOW_RECT |  | RECT | [5 empty] | CENTER | 42296 | 18000 | 90285 |  |  |  | 0 | 0 | 1 |  |  |  | XP_ZP | [5 empty] | 14 | 10 |  |  |  | 14 | 10 |  | 14 | 10 |  |  |  |  | ELBOW | [21 empty] | INLET |  | OUTLET | [13 empty] | AI-0395 | Elbow Duct Fitting | Elbow Duct Fitting | 1 | EA | AUTO |  |  |  | service=SR ¦ printed_size=14x10 in ¦ review=Fitting token was associated from nearby PDF text context; verify grouping. / Emitted as review-only NOTE row because PDF text does not prove the full 3D DATA contract. ¦ airflow=1000 CFM | Lay out.pdf page 5, line 744 | 0.8 | APPROVED
DATA | 3960 | PDF-P05 |  |  |  |  | AI0396 |  |  |  |  | FITTING | ELBOW_UNKNOWN |  | RECT | [5 empty] | CENTER | 42296 | 18000 | 90599 |  |  |  | 1 | 0 | 0 |  |  |  | ZP_XP | [5 empty] | 300 | 300 | [12 empty] | ELBOW | [21 empty] | INLET |  | OUTLET | [13 empty] | AI-0396 | Elbow Duct Fitting | Elbow Duct Fitting | 1 | EA | AUTO |  |  |  | review=Detected fitting text without a nearby duct size. / Missing confirmed duct dimensions. / Emitted as review-only NOTE row because PDF text does not prove the full 3D DATA contract. | Lay out.pdf page 5, line 754 | 0.35 | APPROVED
DATA | 3970 | PDF-P05 |  |  |  |  | AI0397 |  |  |  |  | FITTING | ELBOW_UNKNOWN |  | RECT | [5 empty] | CENTER | 42896 | 18000 | 90599 |  |  |  | 0 | 0 | 1 |  |  |  | XP_ZP | [5 empty] | 300 | 300 | [12 empty] | ELBOW | [21 empty] | INLET |  | OUTLET | [13 empty] | AI-0397 | Elbow Duct Fitting | Elbow Duct Fitting | 1 | EA | AUTO |  |  |  | review=Detected fitting text without a nearby duct size. / Missing confirmed duct dimensions. / Emitted as review-only NOTE row because PDF text does not prove the full 3D DATA contract. | Lay out.pdf page 5, line 756 | 0.35 | APPROVED
DATA | 3980 | PDF-P05 |  |  |  |  | AI0398 |  |  |  |  | STRAIGHT | STRAIGHT_UNKNOWN |  | RECT | [5 empty] | CENTER | 42896 | 18000 | 90899 | 42896 | 18000 | 92399 | 0 | 0 | 1 |  |  |  | ZP_ZP |  |  |  | 1500 |  | 300 | 300 | [12 empty] | NONE | [21 empty] | INLET |  | OUTLET | [13 empty] | AI-0398 | Straight Duct | Straight Duct | 1 | EA | AUTO |  |  |  | review=Detected straight duct marker without a nearby duct size. / Missing confirmed duct dimensions. / Straight duct has no confirmed centerline length or coordinates. / Emitted as review-only NOTE row because PDF text does not prove the full 3D DATA contract. | Lay out.pdf page 5, line 757 | 0.32 | APPROVED
DATA | 3990 | PDF-P05 |  | SA |  |  | AI0399 |  |  |  |  | STRAIGHT | STRAIGHT_RECT |  | RECT | [5 empty] | CENTER | 42896 | 18000 | 92399 | 42896 | 18000 | 93899 | 0 | 0 | 1 |  |  |  | ZP_ZP |  |  |  | 1500 |  | 8 | 10 |  |  |  | 8 | 10 |  | 8 | 10 |  |  |  |  | NONE | [21 empty] | INLET |  | OUTLET | [13 empty] | AI-0399 | Straight Duct | Straight Duct | 1 | EA | AUTO |  |  |  | service=SA ¦ printed_size=8x10 in ¦ review=Straight duct has no confirmed centerline length or coordinates. / Emitted as review-only NOTE row because PDF text does not prove the full 3D DATA contract. ¦ TOD=172'-7" | Lay out.pdf page 5, line 758 | 0.77 | APPROVED
DATA | 4000 | PDF-P05 |  | SA |  |  | AI0400 |  |  |  |  | STRAIGHT | STRAIGHT_RECT |  | RECT | [5 empty] | CENTER | 42896 | 18000 | 93899 | 42896 | 18000 | 95399 | 0 | 0 | 1 |  |  |  | ZP_ZP |  |  |  | 1500 |  | 12 | 14 |  |  |  | 12 | 14 |  | 12 | 14 |  |  |  |  | NONE | [21 empty] | INLET |  | OUTLET | [13 empty] | AI-0400 | Straight Duct | Straight Duct | 1 | EA | AUTO |  |  |  | service=SA ¦ printed_size=12x14 in ¦ review=Straight duct has no confirmed centerline length or coordinates. / Emitted as review-only NOTE row because PDF text does not prove the full 3D DATA contract. ¦ TOD=172'-7" | Lay out.pdf page 5, line 759 | 0.77 | APPROVED
DATA | 4010 | PDF-P05 |  |  |  |  | AI0401 |  |  |  |  | STRAIGHT | STRAIGHT_UNKNOWN |  | RECT | [5 empty] | CENTER | 42896 | 18000 | 95399 | 42896 | 18000 | 96899 | 0 | 0 | 1 |  |  |  | ZP_ZP |  |  |  | 1500 |  | 300 | 300 | [12 empty] | NONE | [21 empty] | INLET |  | OUTLET | [13 empty] | AI-0401 | Straight Duct | Straight Duct | 1 | EA | AUTO |  |  |  | review=Detected straight duct marker without a nearby duct size. / Missing confirmed duct dimensions. / Straight duct has no confirmed centerline length or coordinates. / Emitted as review-only NOTE row because PDF text does not prove the full 3D DATA contract. | Lay out.pdf page 5, line 762 | 0.32 | APPROVED
DATA | 4020 | PDF-P05 |  |  |  |  | AI0402 |  |  |  |  | FITTING | ELBOW_UNKNOWN |  | RECT | [5 empty] | CENTER | 42896 | 18000 | 97199 |  |  |  | 1 | 0 | 0 |  |  |  | ZP_XP | [5 empty] | 300 | 300 | [12 empty] | ELBOW | [21 empty] | INLET |  | OUTLET | [13 empty] | AI-0402 | Elbow Duct Fitting | Elbow Duct Fitting | 1 | EA | AUTO |  |  |  | review=Detected fitting text without a nearby duct size. / Missing confirmed duct dimensions. / Emitted as review-only NOTE row because PDF text does not prove the full 3D DATA contract. | Lay out.pdf page 5, line 764 | 0.35 | APPROVED
DATA | 4030 | PDF-P05 |  |  |  |  | AI0403 |  |  |  |  | STRAIGHT | STRAIGHT_UNKNOWN |  | RECT | [5 empty] | CENTER | 43196 | 18000 | 97199 | 44696 | 18000 | 97199 | 1 | 0 | 0 |  |  |  | XP_XP |  |  |  | 1500 |  | 300 | 300 | [12 empty] | NONE | [21 empty] | INLET |  | OUTLET | [13 empty] | AI-0403 | Straight Duct | Straight Duct | 1 | EA | AUTO |  |  |  | review=Detected straight duct marker without a nearby duct size. / Missing confirmed duct dimensions. / Straight duct has no confirmed centerline length or coordinates. / Emitted as review-only NOTE row because PDF text does not prove the full 3D DATA contract. | Lay out.pdf page 5, line 765 | 0.32 | APPROVED
DATA | 4040 | PDF-P05 |  |  |  |  | AI0404 |  |  |  |  | STRAIGHT | STRAIGHT_UNKNOWN |  | RECT | [5 empty] | CENTER | 44696 | 18000 | 97199 | 46196 | 18000 | 97199 | 1 | 0 | 0 |  |  |  | XP_XP |  |  |  | 1500 |  | 300 | 300 | [12 empty] | NONE | [21 empty] | INLET |  | OUTLET | [13 empty] | AI-0404 | Straight Duct | Straight Duct | 1 | EA | AUTO |  |  |  | review=Detected straight duct marker without a nearby duct size. / Missing confirmed duct dimensions. / Straight duct has no confirmed centerline length or coordinates. / Emitted as review-only NOTE row because PDF text does not prove the full 3D DATA contract. | Lay out.pdf page 5, line 766 | 0.32 | APPROVED
DATA | 4050 | PDF-P05 |  | SA |  |  | AI0405 |  |  |  |  | STRAIGHT | STRAIGHT_RECT |  | RECT | [5 empty] | CENTER | 46196 | 18000 | 97199 | 47696 | 18000 | 97199 | 1 | 0 | 0 |  |  |  | XP_XP |  |  |  | 1500 |  | 8 | 10 |  |  |  | 8 | 10 |  | 8 | 10 |  |  |  |  | NONE | [21 empty] | INLET |  | OUTLET | [13 empty] | AI-0405 | Straight Duct | Straight Duct | 1 | EA | AUTO |  |  |  | service=SA ¦ printed_size=8x10 in ¦ review=Straight duct has no confirmed centerline length or coordinates. / Emitted as review-only NOTE row because PDF text does not prove the full 3D DATA contract. ¦ TOD=171'-1" | Lay out.pdf page 5, line 767 | 0.77 | APPROVED
DATA | 4060 | PDF-P05 |  | SR |  |  | AI0406 |  |  |  |  | STRAIGHT | STRAIGHT_RECT |  | RECT | [5 empty] | CENTER | 47696 | 18000 | 97199 | 49196 | 18000 | 97199 | 1 | 0 | 0 |  |  |  | XP_XP |  |  |  | 1500 |  | 14 | 10 |  |  |  | 14 | 10 |  | 14 | 10 |  |  |  |  | NONE | [21 empty] | INLET |  | OUTLET | [13 empty] | AI-0406 | Straight Duct | Straight Duct | 1 | EA | AUTO |  |  |  | service=SR ¦ printed_size=14x10 in ¦ review=Straight duct has no confirmed centerline length or coordinates. / Emitted as review-only NOTE row because PDF text does not prove the full 3D DATA contract. ¦ airflow=1000 CFM ¦ TOD=171'-1" | Lay out.pdf page 5, line 771 | 0.82 | APPROVED
DATA | 4070 | PDF-P05 |  | SA |  |  | AI0407 |  |  |  |  | FITTING | ELBOW_RECT |  | RECT | [5 empty] | CENTER | 49208 | 18000 | 97199 |  |  |  | 0 | 0 | 1 |  |  |  | XP_ZP | [5 empty] | 12 | 14 |  |  |  | 12 | 14 |  | 12 | 14 |  |  |  |  | ELBOW | [21 empty] | INLET |  | OUTLET | [13 empty] | AI-0407 | Elbow Duct Fitting | Elbow Duct Fitting | 1 | EA | AUTO |  |  |  | service=SA ¦ printed_size=12x14 in ¦ review=Fitting token was associated from nearby PDF text context; verify grouping. / Emitted as review-only NOTE row because PDF text does not prove the full 3D DATA contract. ¦ airflow=1000 CFM ¦ TOD=170'-8" | Lay out.pdf page 5, line 775 | 0.85 | APPROVED
DATA | 4080 | PDF-P05 |  |  |  |  | AI0408 |  |  |  |  | FITTING | ELBOW_UNKNOWN |  | RECT | [5 empty] | CENTER | 49208 | 18000 | 97511 |  |  |  | 1 | 0 | 0 |  |  |  | ZP_XP | [5 empty] | 300 | 300 | [12 empty] | ELBOW | [21 empty] | INLET |  | OUTLET | [13 empty] | AI-0408 | Elbow Duct Fitting | Elbow Duct Fitting | 1 | EA | AUTO |  |  |  | review=Detected fitting text without a nearby duct size. / Missing confirmed duct dimensions. / Emitted as review-only NOTE row because PDF text does not prove the full 3D DATA contract. | Lay out.pdf page 5, line 778 | 0.35 | APPROVED
DATA | 4090 | PDF-P05 |  |  |  |  | AI0409 |  |  |  |  | FITTING | ELBOW_UNKNOWN |  | RECT | [5 empty] | CENTER | 49808 | 18000 | 97511 |  |  |  | 0 | 0 | 1 |  |  |  | XP_ZP | [5 empty] | 300 | 300 | [12 empty] | ELBOW | [21 empty] | INLET |  | OUTLET | [13 empty] | AI-0409 | Elbow Duct Fitting | Elbow Duct Fitting | 1 | EA | AUTO |  |  |  | review=Detected fitting text without a nearby duct size. / Missing confirmed duct dimensions. / Emitted as review-only NOTE row because PDF text does not prove the full 3D DATA contract. | Lay out.pdf page 5, line 783 | 0.35 | APPROVED
DATA | 4100 | PDF-P05 |  |  |  |  | AI0410 |  |  |  |  | FITTING | ELBOW_UNKNOWN |  | RECT | [5 empty] | CENTER | 49808 | 18000 | 98111 |  |  |  | 1 | 0 | 0 |  |  |  | ZP_XP | [5 empty] | 300 | 300 | [12 empty] | ELBOW | [21 empty] | INLET |  | OUTLET | [13 empty] | AI-0410 | Elbow Duct Fitting | Elbow Duct Fitting | 1 | EA | AUTO |  |  |  | review=Detected fitting text without a nearby duct size. / Missing confirmed duct dimensions. / Emitted as review-only NOTE row because PDF text does not prove the full 3D DATA contract. | Lay out.pdf page 5, line 789 | 0.35 | APPROVED
DATA | 4110 | PDF-P05 |  | SR |  |  | AI0411 |  |  |  |  | STRAIGHT | STRAIGHT_RECT |  | RECT | [5 empty] | CENTER | 50108 | 18000 | 98111 | 51608 | 18000 | 98111 | 1 | 0 | 0 |  |  |  | XP_XP |  |  |  | 1500 |  | 14 | 10 |  |  |  | 14 | 10 |  | 14 | 10 |  |  |  |  | NONE | [21 empty] | INLET |  | OUTLET | [13 empty] | AI-0411 | Straight Duct | Straight Duct | 1 | EA | AUTO |  |  |  | service=SR ¦ printed_size=14x10 in ¦ review=Straight duct has no confirmed centerline length or coordinates. / Emitted as review-only NOTE row because PDF text does not prove the full 3D DATA contract. ¦ airflow=1000 CFM ¦ TOD=172'-8" | Lay out.pdf page 5, line 794 | 0.82 | APPROVED
DATA | 4120 | PDF-P05 |  | SA |  |  | AI0412 |  |  |  |  | STRAIGHT | STRAIGHT_RECT |  | RECT | [5 empty] | CENTER | 51608 | 18000 | 98111 | 53108 | 18000 | 98111 | 1 | 0 | 0 |  |  |  | XP_XP |  |  |  | 1500 |  | 14 | 12 |  |  |  | 14 | 12 |  | 14 | 12 |  |  |  |  | NONE | [21 empty] | INLET |  | OUTLET | [13 empty] | AI-0412 | Straight Duct | Straight Duct | 1 | EA | AUTO |  |  |  | service=SA ¦ printed_size=14x12 in ¦ review=Straight duct has no confirmed centerline length or coordinates. / Emitted as review-only NOTE row because PDF text does not prove the full 3D DATA contract. ¦ airflow=1000 CFM ¦ TOD=172'-8" | Lay out.pdf page 5, line 796 | 0.82 | APPROVED
DATA | 4130 | PDF-P05 |  | SA |  |  | AI0413 |  |  |  |  | STRAIGHT | STRAIGHT_RECT |  | RECT | [5 empty] | CENTER | 53108 | 18000 | 98111 | 54608 | 18000 | 98111 | 1 | 0 | 0 |  |  |  | XP_XP |  |  |  | 1500 |  | 8 | 10 |  |  |  | 8 | 10 |  | 8 | 10 |  |  |  |  | NONE | [21 empty] | INLET |  | OUTLET | [13 empty] | AI-0413 | Straight Duct | Straight Duct | 1 | EA | AUTO |  |  |  | service=SA ¦ printed_size=8x10 in ¦ review=Straight duct has no confirmed centerline length or coordinates. / Emitted as review-only NOTE row because PDF text does not prove the full 3D DATA contract. ¦ airflow=1000 CFM ¦ TOD=172'-8" | Lay out.pdf page 5, line 798 | 0.82 | APPROVED
DATA | 4140 | PDF-P06 |  | EA |  |  | AI0414 |  |  |  |  | STRAIGHT | STRAIGHT_RECT |  | RECT | [5 empty] | CENTER | 0 | 24000 | 3000 | 1500 | 24000 | 3000 | 1 | 0 | 0 |  |  |  | XP_XP |  |  |  | 1500 |  | 10 | 6 |  |  |  | 10 | 6 |  | 10 | 6 |  |  |  |  | NONE | [21 empty] | INLET |  | OUTLET | [13 empty] | AI-0414 | Straight Duct | Straight Duct | 1 | EA | AUTO |  |  |  | service=EA ¦ printed_size=10x6 in ¦ review=Straight duct has no confirmed centerline length or coordinates. / Emitted as review-only NOTE row because PDF text does not prove the full 3D DATA contract. ¦ airflow=100 CFM ¦ TOD=150'-11" | Lay out.pdf page 6, line 36 | 0.82 | APPROVED
DATA | 4150 | PDF-P06 |  | SA |  |  | AI0415 |  |  |  |  | STRAIGHT | STRAIGHT_RECT |  | RECT | [5 empty] | CENTER | 1500 | 24000 | 3000 | 3000 | 24000 | 3000 | 1 | 0 | 0 |  |  |  | XP_XP |  |  |  | 1500 |  | 10 | 6 |  |  |  | 10 | 6 |  | 10 | 6 |  |  |  |  | NONE | [21 empty] | INLET |  | OUTLET | [13 empty] | AI-0415 | Straight Duct | Straight Duct | 1 | EA | AUTO |  |  |  | service=SA ¦ printed_size=10x6 in ¦ review=Straight duct has no confirmed centerline length or coordinates. / Emitted as review-only NOTE row because PDF text does not prove the full 3D DATA contract. ¦ airflow=100 CFM ¦ TOD=151'-6" | Lay out.pdf page 6, line 57 | 0.82 | APPROVED
DATA | 4160 | PDF-P06 |  |  |  |  | AI0416 |  |  |  |  | FITTING | ELBOW_UNKNOWN |  | RECT | [5 empty] | CENTER | 3300 | 24000 | 3000 |  |  |  | 0 | 0 | 1 |  |  |  | XP_ZP | [5 empty] | 300 | 300 | [12 empty] | ELBOW | [21 empty] | INLET |  | OUTLET | [13 empty] | AI-0416 | Elbow Duct Fitting | Elbow Duct Fitting | 1 | EA | AUTO |  |  |  | review=Detected fitting text without a nearby duct size. / Missing confirmed duct dimensions. / Emitted as review-only NOTE row because PDF text does not prove the full 3D DATA contract. | Lay out.pdf page 6, line 88 | 0.35 | APPROVED
DATA | 4170 | PDF-P06 |  | SA |  |  | AI0417 |  |  |  |  | STRAIGHT | STRAIGHT_RECT |  | RECT | [5 empty] | CENTER | 3300 | 24000 | 3300 | 3300 | 24000 | 4800 | 0 | 0 | 1 |  |  |  | ZP_ZP |  |  |  | 1500 |  | 24 | 20 |  |  |  | 24 | 20 |  | 24 | 20 |  |  |  |  | NONE | [21 empty] | INLET |  | OUTLET | [13 empty] | AI-0417 | Straight Duct | Straight Duct | 1 | EA | AUTO |  |  |  | service=SA ¦ printed_size=24x20 in ¦ review=Straight duct has no confirmed centerline length or coordinates. / Emitted as review-only NOTE row because PDF text does not prove the full 3D DATA contract. ¦ TOD=154'-7" | Lay out.pdf page 6, line 92 | 0.77 | APPROVED
DATA | 4180 | PDF-P06 |  |  |  |  | AI0418 |  |  |  |  | FITTING | ELBOW_UNKNOWN |  | RECT | [5 empty] | CENTER | 3300 | 24000 | 5100 |  |  |  | 1 | 0 | 0 |  |  |  | ZP_XP | [5 empty] | 300 | 300 | [12 empty] | ELBOW | [21 empty] | INLET |  | OUTLET | [13 empty] | AI-0418 | Elbow Duct Fitting | Elbow Duct Fitting | 1 | EA | AUTO |  |  |  | review=Detected fitting text without a nearby duct size. / Missing confirmed duct dimensions. / Emitted as review-only NOTE row because PDF text does not prove the full 3D DATA contract. | Lay out.pdf page 6, line 100 | 0.35 | APPROVED
DATA | 4190 | PDF-P06 |  | SA |  |  | AI0419 |  |  |  |  | STRAIGHT | STRAIGHT_RECT |  | RECT | [5 empty] | CENTER | 3600 | 24000 | 5100 | 5100 | 24000 | 5100 | 1 | 0 | 0 |  |  |  | XP_XP |  |  |  | 1500 |  | 12 | 18 |  |  |  | 12 | 18 |  | 12 | 18 |  |  |  |  | NONE | [21 empty] | INLET |  | OUTLET | [13 empty] | AI-0419 | Straight Duct | Straight Duct | 1 | EA | AUTO |  |  |  | service=SA ¦ printed_size=12x18 in ¦ review=Straight duct has no confirmed centerline length or coordinates. / Emitted as review-only NOTE row because PDF text does not prove the full 3D DATA contract. ¦ airflow=4500 CFM ¦ TOD=156'-1" | Lay out.pdf page 6, line 161 | 0.82 | APPROVED
DATA | 4200 | PDF-P06 |  |  |  |  | AI0420 |  |  |  |  | FITTING | ELBOW_UNKNOWN |  | RECT | [5 empty] | CENTER | 5400 | 24000 | 5100 |  |  |  | 0 | 0 | 1 |  |  |  | XP_ZP | [5 empty] | 300 | 300 | [12 empty] | ELBOW | [21 empty] | INLET |  | OUTLET | [13 empty] | AI-0420 | Elbow Duct Fitting | Elbow Duct Fitting | 1 | EA | AUTO |  |  |  | review=Detected fitting text without a nearby duct size. / Missing confirmed duct dimensions. / Emitted as review-only NOTE row because PDF text does not prove the full 3D DATA contract. | Lay out.pdf page 6, line 169 | 0.35 | APPROVED
DATA | 4210 | PDF-P06 |  |  |  |  | AI0421 |  |  |  |  | FITTING | WYE_UNKNOWN |  | RECT | [5 empty] | CENTER | 5400 | 24000 | 5775 |  |  |  | 0 | 0 | 1 |  |  |  | ZP_ZP_BRANCH_YP | [5 empty] | 300 | 300 | [9 empty] | 300 | 300 |  | WYE |  | 90 | [19 empty] | INLET |  | OUTLET | [13 empty] | AI-0421 | Wye Duct Fitting | Wye Duct Fitting | 1 | EA | AUTO |  |  |  | review=Detected fitting text without a nearby duct size. / Missing confirmed duct dimensions. / Branch fitting needs confirmed branch port geometry before DATA export. / Emitted as review-only NOTE row because PDF text does not prove the full 3D DATA contract. | Lay out.pdf page 6, line 175 | 0.35 | APPROVED
DATA | 4220 | PDF-P06 |  |  |  |  | AI0422 |  |  |  |  | FITTING | WYE_UNKNOWN |  | RECT | [5 empty] | CENTER | 5400 | 24000 | 6525 |  |  |  | 0 | 0 | 1 |  |  |  | ZP_ZP_BRANCH_YP | [5 empty] | 300 | 300 | [9 empty] | 300 | 300 |  | WYE |  | 90 | [19 empty] | INLET |  | OUTLET | [13 empty] | AI-0422 | Wye Duct Fitting | Wye Duct Fitting | 1 | EA | AUTO |  |  |  | review=Detected fitting text without a nearby duct size. / Missing confirmed duct dimensions. / Branch fitting needs confirmed branch port geometry before DATA export. / Emitted as review-only NOTE row because PDF text does not prove the full 3D DATA contract. | Lay out.pdf page 6, line 177 | 0.35 | APPROVED
DATA | 4230 | PDF-P06 |  | SA |  |  | AI0423 |  |  |  |  | FITTING | WYE_RECT |  | RECT | [5 empty] | CENTER | 5400 | 24000 | 7100 |  |  |  | 0 | 0 | 1 |  |  |  | ZP_ZP_BRANCH_YP | [5 empty] | 6 | 12 |  |  |  | 6 | 12 |  | 6 | 12 |  | 6 | 12 |  | WYE |  | 90 | [19 empty] | INLET |  | OUTLET | [13 empty] | AI-0423 | Wye Duct Fitting | Wye Duct Fitting | 1 | EA | AUTO |  |  |  | service=SA ¦ printed_size=6x12 in ¦ review=Fitting token was associated from nearby PDF text context; verify grouping. / Branch fitting needs confirmed branch port geometry before DATA export. / Emitted as review-only NOTE row because PDF text does not prove the full 3D DATA contract. ¦ TOD=153'-1" | Lay out.pdf page 6, line 179 | 0.8 | APPROVED
DATA | 4240 | PDF-P06 |  | SA |  |  | AI0424 |  |  |  |  | STRAIGHT | STRAIGHT_RECT |  | RECT | [5 empty] | CENTER | 5400 | 24000 | 7300 | 5400 | 24000 | 8800 | 0 | 0 | 1 |  |  |  | ZP_ZP |  |  |  | 1500 |  | 18 | 12 |  |  |  | 18 | 12 |  | 18 | 12 |  |  |  |  | NONE | [21 empty] | INLET |  | OUTLET | [13 empty] | AI-0424 | Straight Duct | Straight Duct | 1 | EA | AUTO |  |  |  | service=SA ¦ printed_size=18x12 in ¦ review=Straight duct has no confirmed centerline length or coordinates. / Emitted as review-only NOTE row because PDF text does not prove the full 3D DATA contract. ¦ TOD=153'-1" | Lay out.pdf page 6, line 181 | 0.77 | APPROVED
DATA | 4250 | PDF-P06 |  |  |  |  | AI0425 |  |  |  |  | FITTING | ELBOW_UNKNOWN |  | RECT | [5 empty] | CENTER | 5400 | 24000 | 9100 |  |  |  | 1 | 0 | 0 |  |  |  | ZP_XP | [5 empty] | 300 | 300 | [12 empty] | ELBOW | [21 empty] | INLET |  | OUTLET | [13 empty] | AI-0425 | Elbow Duct Fitting | Elbow Duct Fitting | 1 | EA | AUTO |  |  |  | review=Detected fitting text without a nearby duct size. / Missing confirmed duct dimensions. / Emitted as review-only NOTE row because PDF text does not prove the full 3D DATA contract. | Lay out.pdf page 6, line 218 | 0.35 | APPROVED
DATA | 4260 | PDF-P06 |  |  |  |  | AI0426 |  |  |  |  | FITTING | ELBOW_UNKNOWN |  | RECT | [5 empty] | CENTER | 6000 | 24000 | 9100 |  |  |  | 0 | 0 | 1 |  |  |  | XP_ZP | [5 empty] | 300 | 300 | [12 empty] | ELBOW | [21 empty] | INLET |  | OUTLET | [13 empty] | AI-0426 | Elbow Duct Fitting | Elbow Duct Fitting | 1 | EA | AUTO |  |  |  | review=Detected fitting text without a nearby duct size. / Missing confirmed duct dimensions. / Emitted as review-only NOTE row because PDF text does not prove the full 3D DATA contract. | Lay out.pdf page 6, line 230 | 0.35 | APPROVED
DATA | 4270 | PDF-P06 |  |  |  |  | AI0427 |  |  |  |  | FITTING | ELBOW_UNKNOWN |  | RECT | [5 empty] | CENTER | 6000 | 24000 | 9700 |  |  |  | 1 | 0 | 0 |  |  |  | ZP_XP | [5 empty] | 300 | 300 | [12 empty] | ELBOW | [21 empty] | INLET |  | OUTLET | [13 empty] | AI-0427 | Elbow Duct Fitting | Elbow Duct Fitting | 1 | EA | AUTO |  |  |  | review=Detected fitting text without a nearby duct size. / Missing confirmed duct dimensions. / Emitted as review-only NOTE row because PDF text does not prove the full 3D DATA contract. | Lay out.pdf page 6, line 233 | 0.35 | APPROVED
DATA | 4280 | PDF-P06 |  |  |  |  | AI0428 |  |  |  |  | FITTING | ELBOW_UNKNOWN |  | RECT | [5 empty] | CENTER | 6600 | 24000 | 9700 |  |  |  | 0 | 0 | 1 |  |  |  | XP_ZP | [5 empty] | 300 | 300 | [12 empty] | ELBOW | [21 empty] | INLET |  | OUTLET | [13 empty] | AI-0428 | Elbow Duct Fitting | Elbow Duct Fitting | 1 | EA | AUTO |  |  |  | review=Detected fitting text without a nearby duct size. / Missing confirmed duct dimensions. / Emitted as review-only NOTE row because PDF text does not prove the full 3D DATA contract. | Lay out.pdf page 6, line 239 | 0.35 | APPROVED
DATA | 4290 | PDF-P06 |  |  |  |  | AI0429 |  |  |  |  | FITTING | ELBOW_UNKNOWN |  | RECT | [5 empty] | CENTER | 6600 | 24000 | 10300 |  |  |  | 1 | 0 | 0 |  |  |  | ZP_XP | [5 empty] | 300 | 300 | [12 empty] | ELBOW | [21 empty] | INLET |  | OUTLET | [13 empty] | AI-0429 | Elbow Duct Fitting | Elbow Duct Fitting | 1 | EA | AUTO |  |  |  | review=Detected fitting text without a nearby duct size. / Missing confirmed duct dimensions. / Emitted as review-only NOTE row because PDF text does not prove the full 3D DATA contract. | Lay out.pdf page 6, line 241 | 0.35 | APPROVED
DATA | 4300 | PDF-P06 |  |  |  |  | AI0430 |  |  |  |  | FITTING | ELBOW_UNKNOWN |  | RECT | [5 empty] | CENTER | 7200 | 24000 | 10300 |  |  |  | 0 | 0 | 1 |  |  |  | XP_ZP | [5 empty] | 300 | 300 | [12 empty] | ELBOW | [21 empty] | INLET |  | OUTLET | [13 empty] | AI-0430 | Elbow Duct Fitting | Elbow Duct Fitting | 1 | EA | AUTO |  |  |  | review=Detected fitting text without a nearby duct size. / Missing confirmed duct dimensions. / Emitted as review-only NOTE row because PDF text does not prove the full 3D DATA contract. | Lay out.pdf page 6, line 243 | 0.35 | APPROVED
DATA | 4310 | PDF-P06 |  |  |  |  | AI0431 |  |  |  |  | STRAIGHT | STRAIGHT_UNKNOWN |  | RECT | [5 empty] | CENTER | 7200 | 24000 | 10600 | 7200 | 24000 | 12100 | 0 | 0 | 1 |  |  |  | ZP_ZP |  |  |  | 1500 |  | 300 | 300 | [12 empty] | NONE | [21 empty] | INLET |  | OUTLET | [13 empty] | AI-0431 | Straight Duct | Straight Duct | 1 | EA | AUTO |  |  |  | review=Detected straight duct marker without a nearby duct size. / Missing confirmed duct dimensions. / Straight duct has no confirmed centerline length or coordinates. / Emitted as review-only NOTE row because PDF text does not prove the full 3D DATA contract. | Lay out.pdf page 6, line 244 | 0.32 | APPROVED
DATA | 4320 | PDF-P06 |  |  |  |  | AI0432 |  |  |  |  | FITTING | ELBOW_UNKNOWN |  | RECT | [5 empty] | CENTER | 7200 | 24000 | 12400 |  |  |  | 1 | 0 | 0 |  |  |  | ZP_XP | [5 empty] | 300 | 300 | [12 empty] | ELBOW | [21 empty] | INLET |  | OUTLET | [13 empty] | AI-0432 | Elbow Duct Fitting | Elbow Duct Fitting | 1 | EA | AUTO |  |  |  | review=Detected fitting text without a nearby duct size. / Missing confirmed duct dimensions. / Emitted as review-only NOTE row because PDF text does not prove the full 3D DATA contract. | Lay out.pdf page 6, line 248 | 0.35 | APPROVED
DATA | 4330 | PDF-P06 |  | SA |  |  | AI0433 |  |  |  |  | FITTING | ELBOW_RECT |  | RECT | [5 empty] | CENTER | 7512 | 24000 | 12400 |  |  |  | 0 | 0 | 1 |  |  |  | XP_ZP | [5 empty] | 12 | 18 |  |  |  | 12 | 18 |  | 12 | 18 |  |  |  |  | ELBOW | [21 empty] | INLET |  | OUTLET | [13 empty] | AI-0433 | Elbow Duct Fitting | Elbow Duct Fitting | 1 | EA | AUTO |  |  |  | service=SA ¦ printed_size=12x18 in ¦ review=Fitting token was associated from nearby PDF text context; verify grouping. / Emitted as review-only NOTE row because PDF text does not prove the full 3D DATA contract. ¦ TOD=148'-2" | Lay out.pdf page 6, line 249 | 0.8 | APPROVED
DATA | 4340 | PDF-P06 |  | SA |  |  | AI0434 |  |  |  |  | FITTING | ELBOW_RECT |  | RECT | [5 empty] | CENTER | 7512 | 24000 | 12430 |  |  |  | 1 | 0 | 0 |  |  |  | ZP_XP | [5 empty] | 18 | 12 |  |  |  | 18 | 12 |  | 18 | 12 |  |  |  |  | ELBOW | [21 empty] | INLET |  | OUTLET | [13 empty] | AI-0434 | Elbow Duct Fitting | Elbow Duct Fitting | 1 | EA | AUTO |  |  |  | service=SA ¦ printed_size=18x12 in ¦ review=Fitting token was associated from nearby PDF text context; verify grouping. / Emitted as review-only NOTE row because PDF text does not prove the full 3D DATA contract. ¦ TOD=148'-2" | Lay out.pdf page 6, line 251 | 0.8 | APPROVED
DATA | 4350 | PDF-P06 |  |  |  |  | AI0435 |  |  |  |  | FITTING | ELBOW_UNKNOWN |  | RECT | [5 empty] | CENTER | 7830 | 24000 | 12430 |  |  |  | 0 | 0 | 1 |  |  |  | XP_ZP | [5 empty] | 300 | 300 | [12 empty] | ELBOW | [21 empty] | INLET |  | OUTLET | [13 empty] | AI-0435 | Elbow Duct Fitting | Elbow Duct Fitting | 1 | EA | AUTO |  |  |  | review=Detected fitting text without a nearby duct size. / Missing confirmed duct dimensions. / Emitted as review-only NOTE row because PDF text does not prove the full 3D DATA contract. | Lay out.pdf page 6, line 262 | 0.35 | APPROVED
DATA | 4360 | PDF-P06 |  |  |  |  | AI0436 |  |  |  |  | STRAIGHT | STRAIGHT_UNKNOWN |  | RECT | [5 empty] | CENTER | 7830 | 24000 | 12730 | 7830 | 24000 | 14230 | 0 | 0 | 1 |  |  |  | ZP_ZP |  |  |  | 1500 |  | 300 | 300 | [12 empty] | NONE | [21 empty] | INLET |  | OUTLET | [13 empty] | AI-0436 | Straight Duct | Straight Duct | 1 | EA | AUTO |  |  |  | review=Detected straight duct marker without a nearby duct size. / Missing confirmed duct dimensions. / Straight duct has no confirmed centerline length or coordinates. / Emitted as review-only NOTE row because PDF text does not prove the full 3D DATA contract. | Lay out.pdf page 6, line 263 | 0.32 | APPROVED
DATA | 4370 | PDF-P06 |  | SA |  |  | AI0437 |  |  |  |  | STRAIGHT | STRAIGHT_RECT |  | RECT | [5 empty] | CENTER | 7830 | 24000 | 14230 | 7830 | 24000 | 15730 | 0 | 0 | 1 |  |  |  | ZP_ZP |  |  |  | 1500 |  | 8 | 12 |  |  |  | 8 | 12 |  | 8 | 12 |  |  |  |  | NONE | [21 empty] | INLET |  | OUTLET | [13 empty] | AI-0437 | Straight Duct | Straight Duct | 1 | EA | AUTO |  |  |  | service=SA ¦ printed_size=8x12 in ¦ review=Straight duct has no confirmed centerline length or coordinates. / Emitted as review-only NOTE row because PDF text does not prove the full 3D DATA contract. ¦ airflow=1200 CFM ¦ TOD=153'-1" | Lay out.pdf page 6, line 271 | 0.82 | APPROVED
DATA | 4380 | PDF-P06 |  |  |  |  | AI0438 |  |  |  |  | FITTING | WYE_UNKNOWN |  | RECT | [5 empty] | CENTER | 7830 | 24000 | 16105 |  |  |  | 0 | 0 | 1 |  |  |  | ZP_ZP_BRANCH_YP | [5 empty] | 300 | 300 | [9 empty] | 300 | 300 |  | WYE |  | 90 | [19 empty] | INLET |  | OUTLET | [13 empty] | AI-0438 | Wye Duct Fitting | Wye Duct Fitting | 1 | EA | AUTO |  |  |  | review=Detected fitting text without a nearby duct size. / Missing confirmed duct dimensions. / Branch fitting needs confirmed branch port geometry before DATA export. / Emitted as review-only NOTE row because PDF text does not prove the full 3D DATA contract. | Lay out.pdf page 6, line 282 | 0.35 | APPROVED
DATA | 4390 | PDF-P06 |  |  |  |  | AI0439 |  |  |  |  | FITTING | WYE_UNKNOWN |  | RECT | [5 empty] | CENTER | 7830 | 24000 | 16855 |  |  |  | 0 | 0 | 1 |  |  |  | ZP_ZP_BRANCH_YP | [5 empty] | 300 | 300 | [9 empty] | 300 | 300 |  | WYE |  | 90 | [19 empty] | INLET |  | OUTLET | [13 empty] | AI-0439 | Wye Duct Fitting | Wye Duct Fitting | 1 | EA | AUTO |  |  |  | review=Detected fitting text without a nearby duct size. / Missing confirmed duct dimensions. / Branch fitting needs confirmed branch port geometry before DATA export. / Emitted as review-only NOTE row because PDF text does not prove the full 3D DATA contract. | Lay out.pdf page 6, line 284 | 0.35 | APPROVED
DATA | 4400 | PDF-P06 |  |  |  |  | AI0440 |  |  |  |  | FITTING | ELBOW_UNKNOWN |  | RECT | [5 empty] | CENTER | 7830 | 24000 | 17530 |  |  |  | 1 | 0 | 0 |  |  |  | ZP_XP | [5 empty] | 300 | 300 | [12 empty] | ELBOW | [21 empty] | INLET |  | OUTLET | [13 empty] | AI-0440 | Elbow Duct Fitting | Elbow Duct Fitting | 1 | EA | AUTO |  |  |  | review=Detected fitting text without a nearby duct size. / Missing confirmed duct dimensions. / Emitted as review-only NOTE row because PDF text does not prove the full 3D DATA contract. | Lay out.pdf page 6, line 288 | 0.35 | APPROVED
DATA | 4410 | PDF-P06 |  |  |  |  | AI0441 |  |  |  |  | STRAIGHT | STRAIGHT_UNKNOWN |  | RECT | [5 empty] | CENTER | 8130 | 24000 | 17530 | 9630 | 24000 | 17530 | 1 | 0 | 0 |  |  |  | XP_XP |  |  |  | 1500 |  | 300 | 300 | [12 empty] | NONE | [21 empty] | INLET |  | OUTLET | [13 empty] | AI-0441 | Straight Duct | Straight Duct | 1 | EA | AUTO |  |  |  | review=Detected straight duct marker without a nearby duct size. / Missing confirmed duct dimensions. / Straight duct has no confirmed centerline length or coordinates. / Emitted as review-only NOTE row because PDF text does not prove the full 3D DATA contract. | Lay out.pdf page 6, line 290 | 0.32 | APPROVED
DATA | 4420 | PDF-P06 |  | SA |  |  | AI0442 |  |  |  |  | STRAIGHT | STRAIGHT_RECT |  | RECT | [5 empty] | CENTER | 9630 | 24000 | 17530 | 11130 | 24000 | 17530 | 1 | 0 | 0 |  |  |  | XP_XP |  |  |  | 1500 |  | 20 | 24 |  |  |  | 20 | 24 |  | 20 | 24 |  |  |  |  | NONE | [21 empty] | INLET |  | OUTLET | [13 empty] | AI-0442 | Straight Duct | Straight Duct | 1 | EA | AUTO |  |  |  | service=SA ¦ printed_size=20x24 in ¦ review=Straight duct has no confirmed centerline length or coordinates. / Emitted as review-only NOTE row because PDF text does not prove the full 3D DATA contract. ¦ TOD=154'-7" | Lay out.pdf page 6, line 306 | 0.77 | APPROVED
DATA | 4430 | PDF-P06 |  |  |  |  | AI0443 |  |  |  |  | FITTING | ELBOW_UNKNOWN |  | RECT | [5 empty] | CENTER | 11430 | 24000 | 17530 |  |  |  | 0 | 0 | 1 |  |  |  | XP_ZP | [5 empty] | 300 | 300 | [12 empty] | ELBOW | [21 empty] | INLET |  | OUTLET | [13 empty] | AI-0443 | Elbow Duct Fitting | Elbow Duct Fitting | 1 | EA | AUTO |  |  |  | review=Detected fitting text without a nearby duct size. / Missing confirmed duct dimensions. / Emitted as review-only NOTE row because PDF text does not prove the full 3D DATA contract. | Lay out.pdf page 6, line 310 | 0.35 | APPROVED
DATA | 4440 | PDF-P06 |  | SR |  |  | AI0444 |  |  |  |  | STRAIGHT | STRAIGHT_RECT |  | RECT | [5 empty] | CENTER | 11430 | 24000 | 17830 | 11430 | 24000 | 19330 | 0 | 0 | 1 |  |  |  | ZP_ZP |  |  |  | 1500 |  | 6 | 12 |  |  |  | 6 | 12 |  | 6 | 12 |  |  |  |  | NONE | [21 empty] | INLET |  | OUTLET | [13 empty] | AI-0444 | Straight Duct | Straight Duct | 1 | EA | AUTO |  |  |  | service=SR ¦ printed_size=6x12 in ¦ review=Straight duct has no confirmed centerline length or coordinates. / Emitted as review-only NOTE row because PDF text does not prove the full 3D DATA contract. ¦ airflow=600 CFM | Lay out.pdf page 6, line 320 | 0.77 | APPROVED
DATA | 4450 | PDF-P06 |  | SR |  |  | AI0445 |  |  |  |  | STRAIGHT | STRAIGHT_RECT |  | RECT | [5 empty] | CENTER | 11430 | 24000 | 19330 | 11430 | 24000 | 20830 | 0 | 0 | 1 |  |  |  | ZP_ZP |  |  |  | 1500 |  | 6 | 12 |  |  |  | 6 | 12 |  | 6 | 12 |  |  |  |  | NONE | [21 empty] | INLET |  | OUTLET | [13 empty] | AI-0445 | Straight Duct | Straight Duct | 1 | EA | AUTO |  |  |  | service=SR ¦ printed_size=6x12 in ¦ review=Straight duct has no confirmed centerline length or coordinates. / Emitted as review-only NOTE row because PDF text does not prove the full 3D DATA contract. ¦ airflow=600 CFM ¦ TOD=148'-6" | Lay out.pdf page 6, line 324 | 0.82 | APPROVED
DATA | 4460 | PDF-P06 |  | SA |  |  | AI0446 |  |  |  |  | STRAIGHT | STRAIGHT_RECT |  | RECT | [5 empty] | CENTER | 11430 | 24000 | 20830 | 11430 | 24000 | 22330 | 0 | 0 | 1 |  |  |  | ZP_ZP |  |  |  | 1500 |  | 12 | 6 |  |  |  | 12 | 6 |  | 12 | 6 |  |  |  |  | NONE | [21 empty] | INLET |  | OUTLET | [13 empty] | AI-0446 | Straight Duct | Straight Duct | 1 | EA | AUTO |  |  |  | service=SA ¦ printed_size=12x6 in ¦ review=Straight duct has no confirmed centerline length or coordinates. / Emitted as review-only NOTE row because PDF text does not prove the full 3D DATA contract. ¦ airflow=600 CFM ¦ TOD=148'-6" | Lay out.pdf page 6, line 326 | 0.82 | APPROVED
DATA | 4470 | PDF-P06 |  | SR |  |  | AI0447 |  |  |  |  | FITTING | ELBOW_RECT |  | RECT | [5 empty] | CENTER | 11430 | 24000 | 22340 |  |  |  | 1 | 0 | 0 |  |  |  | ZP_XP | [5 empty] | 10 | 14 |  |  |  | 10 | 14 |  | 10 | 14 |  |  |  |  | ELBOW | [21 empty] | INLET |  | OUTLET | [13 empty] | AI-0447 | Elbow Duct Fitting | Elbow Duct Fitting | 1 | EA | AUTO |  |  |  | service=SR ¦ printed_size=10x14 in ¦ review=Fitting token was associated from nearby PDF text context; verify grouping. / Emitted as review-only NOTE row because PDF text does not prove the full 3D DATA contract. ¦ airflow=1500 CFM ¦ TOD=148'-6" | Lay out.pdf page 6, line 330 | 0.85 | APPROVED
DATA | 4480 | PDF-P06 |  |  |  |  | AI0448 |  |  |  |  | FITTING | ELBOW_UNKNOWN |  | RECT | [5 empty] | CENTER | 11740 | 24000 | 22340 |  |  |  | 0 | 0 | 1 |  |  |  | XP_ZP | [5 empty] | 300 | 300 | [12 empty] | ELBOW | [21 empty] | INLET |  | OUTLET | [13 empty] | AI-0448 | Elbow Duct Fitting | Elbow Duct Fitting | 1 | EA | AUTO |  |  |  | review=Detected fitting text without a nearby duct size. / Missing confirmed duct dimensions. / Emitted as review-only NOTE row because PDF text does not prove the full 3D DATA contract. | Lay out.pdf page 6, line 333 | 0.35 | APPROVED
DATA | 4490 | PDF-P06 |  | SR |  |  | AI0449 |  |  |  |  | FITTING | ELBOW_RECT |  | RECT | [5 empty] | CENTER | 11740 | 24000 | 22646 |  |  |  | 1 | 0 | 0 |  |  |  | ZP_XP | [5 empty] | 6 | 12 |  |  |  | 6 | 12 |  | 6 | 12 |  |  |  |  | ELBOW | [21 empty] | INLET |  | OUTLET | [13 empty] | AI-0449 | Elbow Duct Fitting | Elbow Duct Fitting | 1 | EA | AUTO |  |  |  | service=SR ¦ printed_size=6x12 in ¦ review=Fitting token was associated from nearby PDF text context; verify grouping. / Emitted as review-only NOTE row because PDF text does not prove the full 3D DATA contract. ¦ airflow=500 CFM | Lay out.pdf page 6, line 336 | 0.8 | APPROVED
DATA | 4500 | PDF-P06 |  | SA |  |  | AI0450 |  |  |  |  | STRAIGHT | STRAIGHT_RECT |  | RECT | [5 empty] | CENTER | 11746 | 24000 | 22646 | 13246 | 24000 | 22646 | 1 | 0 | 0 |  |  |  | XP_XP |  |  |  | 1500 |  | 6 | 12 |  |  |  | 6 | 12 |  | 6 | 12 |  |  |  |  | NONE | [21 empty] | INLET |  | OUTLET | [13 empty] | AI-0450 | Straight Duct | Straight Duct | 1 | EA | AUTO |  |  |  | service=SA ¦ printed_size=6x12 in ¦ review=Straight duct has no confirmed centerline length or coordinates. / Emitted as review-only NOTE row because PDF text does not prove the full 3D DATA contract. ¦ airflow=500 CFM ¦ TOD=153'-4" | Lay out.pdf page 6, line 338 | 0.82 | APPROVED
DATA | 4510 | PDF-P06 |  | SA |  |  | AI0451 |  |  |  |  | STRAIGHT | STRAIGHT_RECT |  | RECT | [5 empty] | CENTER | 13246 | 24000 | 22646 | 14746 | 24000 | 22646 | 1 | 0 | 0 |  |  |  | XP_XP |  |  |  | 1500 |  | 16 | 18 |  |  |  | 16 | 18 |  | 16 | 18 |  |  |  |  | NONE | [21 empty] | INLET |  | OUTLET | [13 empty] | AI-0451 | Straight Duct | Straight Duct | 1 | EA | AUTO |  |  |  | service=SA ¦ printed_size=16x18 in ¦ review=Straight duct has no confirmed centerline length or coordinates. / Emitted as review-only NOTE row because PDF text does not prove the full 3D DATA contract. ¦ airflow=500 CFM ¦ TOD=153'-4" | Lay out.pdf page 6, line 340 | 0.82 | APPROVED
DATA | 4520 | PDF-P06 |  | SA |  |  | AI0452 |  |  |  |  | STRAIGHT | STRAIGHT_RECT |  | RECT | [5 empty] | CENTER | 14746 | 24000 | 22646 | 16246 | 24000 | 22646 | 1 | 0 | 0 |  |  |  | XP_XP |  |  |  | 1500 |  | 16 | 10 |  |  |  | 16 | 10 |  | 16 | 10 |  |  |  |  | NONE | [21 empty] | INLET |  | OUTLET | [13 empty] | AI-0452 | Straight Duct | Straight Duct | 1 | EA | AUTO |  |  |  | service=SA ¦ printed_size=16x10 in ¦ review=Straight duct has no confirmed centerline length or coordinates. / Emitted as review-only NOTE row because PDF text does not prove the full 3D DATA contract. ¦ airflow=500 CFM ¦ TOD=153'-4" | Lay out.pdf page 6, line 341 | 0.82 | APPROVED
DATA | 4530 | PDF-P06 |  | SR |  |  | AI0453 |  |  |  |  | STRAIGHT | STRAIGHT_RECT |  | RECT | [5 empty] | CENTER | 16246 | 24000 | 22646 | 17746 | 24000 | 22646 | 1 | 0 | 0 |  |  |  | XP_XP |  |  |  | 1500 |  | 6 | 12 |  |  |  | 6 | 12 |  | 6 | 12 |  |  |  |  | NONE | [21 empty] | INLET |  | OUTLET | [13 empty] | AI-0453 | Straight Duct | Straight Duct | 1 | EA | AUTO |  |  |  | service=SR ¦ printed_size=6x12 in ¦ review=Straight duct has no confirmed centerline length or coordinates. / Emitted as review-only NOTE row because PDF text does not prove the full 3D DATA contract. ¦ airflow=500 CFM | Lay out.pdf page 6, line 349 | 0.77 | APPROVED
DATA | 4540 | PDF-P06 |  |  |  |  | AI0454 |  |  |  |  | FITTING | ELBOW_UNKNOWN |  | RECT | [5 empty] | CENTER | 18046 | 24000 | 22646 |  |  |  | 0 | 0 | 1 |  |  |  | XP_ZP | [5 empty] | 300 | 300 | [12 empty] | ELBOW | [21 empty] | INLET |  | OUTLET | [13 empty] | AI-0454 | Elbow Duct Fitting | Elbow Duct Fitting | 1 | EA | AUTO |  |  |  | review=Detected fitting text without a nearby duct size. / Missing confirmed duct dimensions. / Emitted as review-only NOTE row because PDF text does not prove the full 3D DATA contract. | Lay out.pdf page 6, line 353 | 0.35 | APPROVED
DATA | 4550 | PDF-P06 |  |  |  |  | AI0455 |  |  |  |  | FITTING | ELBOW_UNKNOWN |  | RECT | [5 empty] | CENTER | 18046 | 24000 | 23246 |  |  |  | 1 | 0 | 0 |  |  |  | ZP_XP | [5 empty] | 300 | 300 | [12 empty] | ELBOW | [21 empty] | INLET |  | OUTLET | [13 empty] | AI-0455 | Elbow Duct Fitting | Elbow Duct Fitting | 1 | EA | AUTO |  |  |  | review=Detected fitting text without a nearby duct size. / Missing confirmed duct dimensions. / Emitted as review-only NOTE row because PDF text does not prove the full 3D DATA contract. | Lay out.pdf page 6, line 355 | 0.35 | APPROVED
DATA | 4560 | PDF-P06 |  |  |  |  | AI0456 |  |  |  |  | FITTING | ELBOW_UNKNOWN |  | RECT | [5 empty] | CENTER | 18646 | 24000 | 23246 |  |  |  | 0 | 0 | 1 |  |  |  | XP_ZP | [5 empty] | 300 | 300 | [12 empty] | ELBOW | [21 empty] | INLET |  | OUTLET | [13 empty] | AI-0456 | Elbow Duct Fitting | Elbow Duct Fitting | 1 | EA | AUTO |  |  |  | review=Detected fitting text without a nearby duct size. / Missing confirmed duct dimensions. / Emitted as review-only NOTE row because PDF text does not prove the full 3D DATA contract. | Lay out.pdf page 6, line 357 | 0.35 | APPROVED
DATA | 4570 | PDF-P06 |  |  |  |  | AI0457 |  |  |  |  | FITTING | ELBOW_UNKNOWN |  | RECT | [5 empty] | CENTER | 18646 | 24000 | 23846 |  |  |  | 1 | 0 | 0 |  |  |  | ZP_XP | [5 empty] | 300 | 300 | [12 empty] | ELBOW | [21 empty] | INLET |  | OUTLET | [13 empty] | AI-0457 | Elbow Duct Fitting | Elbow Duct Fitting | 1 | EA | AUTO |  |  |  | review=Detected fitting text without a nearby duct size. / Missing confirmed duct dimensions. / Emitted as review-only NOTE row because PDF text does not prove the full 3D DATA contract. | Lay out.pdf page 6, line 359 | 0.35 | APPROVED
DATA | 4580 | PDF-P06 |  |  |  |  | AI0458 |  |  |  |  | FITTING | ELBOW_UNKNOWN |  | RECT | [5 empty] | CENTER | 19246 | 24000 | 23846 |  |  |  | 0 | 0 | 1 |  |  |  | XP_ZP | [5 empty] | 300 | 300 | [12 empty] | ELBOW | [21 empty] | INLET |  | OUTLET | [13 empty] | AI-0458 | Elbow Duct Fitting | Elbow Duct Fitting | 1 | EA | AUTO |  |  |  | review=Detected fitting text without a nearby duct size. / Missing confirmed duct dimensions. / Emitted as review-only NOTE row because PDF text does not prove the full 3D DATA contract. | Lay out.pdf page 6, line 361 | 0.35 | APPROVED
DATA | 4590 | PDF-P06 |  |  |  |  | AI0459 |  |  |  |  | STRAIGHT | STRAIGHT_UNKNOWN |  | RECT | [5 empty] | CENTER | 19246 | 24000 | 24146 | 19246 | 24000 | 25646 | 0 | 0 | 1 |  |  |  | ZP_ZP |  |  |  | 1500 |  | 300 | 300 | [12 empty] | NONE | [21 empty] | INLET |  | OUTLET | [13 empty] | AI-0459 | Straight Duct | Straight Duct | 1 | EA | AUTO |  |  |  | review=Detected straight duct marker without a nearby duct size. / Missing confirmed duct dimensions. / Straight duct has no confirmed centerline length or coordinates. / Emitted as review-only NOTE row because PDF text does not prove the full 3D DATA contract. | Lay out.pdf page 6, line 363 | 0.32 | APPROVED
DATA | 4600 | PDF-P06 |  |  |  |  | AI0460 |  |  |  |  | STRAIGHT | STRAIGHT_UNKNOWN |  | RECT | [5 empty] | CENTER | 19246 | 24000 | 25646 | 19246 | 24000 | 27146 | 0 | 0 | 1 |  |  |  | ZP_ZP |  |  |  | 1500 |  | 300 | 300 | [12 empty] | NONE | [21 empty] | INLET |  | OUTLET | [13 empty] | AI-0460 | Straight Duct | Straight Duct | 1 | EA | AUTO |  |  |  | review=Detected straight duct marker without a nearby duct size. / Missing confirmed duct dimensions. / Straight duct has no confirmed centerline length or coordinates. / Emitted as review-only NOTE row because PDF text does not prove the full 3D DATA contract. | Lay out.pdf page 6, line 366 | 0.32 | APPROVED
DATA | 4610 | PDF-P06 |  |  |  |  | AI0461 |  |  |  |  | FITTING | ELBOW_UNKNOWN |  | RECT | [5 empty] | CENTER | 19246 | 24000 | 27446 |  |  |  | 1 | 0 | 0 |  |  |  | ZP_XP | [5 empty] | 300 | 300 | [12 empty] | ELBOW | [21 empty] | INLET |  | OUTLET | [13 empty] | AI-0461 | Elbow Duct Fitting | Elbow Duct Fitting | 1 | EA | AUTO |  |  |  | review=Detected fitting text without a nearby duct size. / Missing confirmed duct dimensions. / Emitted as review-only NOTE row because PDF text does not prove the full 3D DATA contract. | Lay out.pdf page 6, line 368 | 0.35 | APPROVED
DATA | 4620 | PDF-P06 |  | SA |  |  | AI0462 |  |  |  |  | FITTING | ELBOW_RECT |  | RECT | [5 empty] | CENTER | 19558 | 24000 | 27446 |  |  |  | 0 | 0 | 1 |  |  |  | XP_ZP | [5 empty] | 12 | 12 |  |  |  | 12 | 12 |  | 12 | 12 |  |  |  |  | ELBOW | [21 empty] | INLET |  | OUTLET | [13 empty] | AI-0462 | Elbow Duct Fitting | Elbow Duct Fitting | 1 | EA | AUTO |  |  |  | service=SA ¦ printed_size=12x12 in ¦ review=Fitting token was associated from nearby PDF text context; verify grouping. / Emitted as review-only NOTE row because PDF text does not prove the full 3D DATA contract. ¦ TOD=153'-1" | Lay out.pdf page 6, line 370 | 0.8 | APPROVED
DATA | 4630 | PDF-P06 |  | SA |  |  | AI0463 |  |  |  |  | STRAIGHT | STRAIGHT_RECT |  | RECT | [5 empty] | CENTER | 19558 | 24000 | 27458 | 19558 | 24000 | 28958 | 0 | 0 | 1 |  |  |  | ZP_ZP |  |  |  | 1500 |  | 10 | 14 |  |  |  | 10 | 14 |  | 10 | 14 |  |  |  |  | NONE | [21 empty] | INLET |  | OUTLET | [13 empty] | AI-0463 | Straight Duct | Straight Duct | 1 | EA | AUTO |  |  |  | service=SA ¦ printed_size=10x14 in ¦ review=Straight duct has no confirmed centerline length or coordinates. / Emitted as review-only NOTE row because PDF text does not prove the full 3D DATA contract. ¦ TOD=153'-1" | Lay out.pdf page 6, line 374 | 0.77 | APPROVED
DATA | 4640 | PDF-P06 |  |  |  |  | AI0464 |  |  |  |  | FITTING | ELBOW_UNKNOWN |  | RECT | [5 empty] | CENTER | 19558 | 24000 | 29258 |  |  |  | 1 | 0 | 0 |  |  |  | ZP_XP | [5 empty] | 300 | 300 | [12 empty] | ELBOW | [21 empty] | INLET |  | OUTLET | [13 empty] | AI-0464 | Elbow Duct Fitting | Elbow Duct Fitting | 1 | EA | AUTO |  |  |  | review=Detected fitting text without a nearby duct size. / Missing confirmed duct dimensions. / Emitted as review-only NOTE row because PDF text does not prove the full 3D DATA contract. | Lay out.pdf page 6, line 378 | 0.35 | APPROVED
DATA | 4650 | PDF-P06 |  | SR |  |  | AI0465 |  |  |  |  | FITTING | ELBOW_RECT |  | RECT | [5 empty] | CENTER | 19872 | 24000 | 29258 |  |  |  | 0 | 0 | 1 |  |  |  | XP_ZP | [5 empty] | 14 | 10 |  |  |  | 14 | 10 |  | 14 | 10 |  |  |  |  | ELBOW | [21 empty] | INLET |  | OUTLET | [13 empty] | AI-0465 | Elbow Duct Fitting | Elbow Duct Fitting | 1 | EA | AUTO |  |  |  | service=SR ¦ printed_size=14x10 in ¦ review=Fitting token was associated from nearby PDF text context; verify grouping. / Emitted as review-only NOTE row because PDF text does not prove the full 3D DATA contract. ¦ airflow=1500 CFM | Lay out.pdf page 6, line 381 | 0.8 | APPROVED
DATA | 4660 | PDF-P06 |  |  |  |  | AI0466 |  |  |  |  | STRAIGHT | STRAIGHT_UNKNOWN |  | RECT | [5 empty] | CENTER | 19872 | 24000 | 29272 | 19872 | 24000 | 30772 | 0 | 0 | 1 |  |  |  | ZP_ZP |  |  |  | 1500 |  | 300 | 300 | [12 empty] | NONE | [21 empty] | INLET |  | OUTLET | [13 empty] | AI-0466 | Straight Duct | Straight Duct | 1 | EA | AUTO |  |  |  | review=Detected straight duct marker without a nearby duct size. / Missing confirmed duct dimensions. / Straight duct has no confirmed centerline length or coordinates. / Emitted as review-only NOTE row because PDF text does not prove the full 3D DATA contract. | Lay out.pdf page 6, line 388 | 0.32 | APPROVED
DATA | 4670 | PDF-P06 |  |  |  |  | AI0467 |  |  |  |  | FITTING | ELBOW_UNKNOWN |  | RECT | [5 empty] | CENTER | 19872 | 24000 | 31072 |  |  |  | 1 | 0 | 0 |  |  |  | ZP_XP | [5 empty] | 300 | 300 | [12 empty] | ELBOW | [21 empty] | INLET |  | OUTLET | [13 empty] | AI-0467 | Elbow Duct Fitting | Elbow Duct Fitting | 1 | EA | AUTO |  |  |  | review=Detected fitting text without a nearby duct size. / Missing confirmed duct dimensions. / Emitted as review-only NOTE row because PDF text does not prove the full 3D DATA contract. | Lay out.pdf page 6, line 392 | 0.35 | APPROVED
DATA | 4680 | PDF-P06 |  | SR |  |  | AI0468 |  |  |  |  | STRAIGHT | STRAIGHT_RECT |  | RECT | [5 empty] | CENTER | 20172 | 24000 | 31072 | 21672 | 24000 | 31072 | 1 | 0 | 0 |  |  |  | XP_XP |  |  |  | 1500 |  | 14 | 10 |  |  |  | 14 | 10 |  | 14 | 10 |  |  |  |  | NONE | [21 empty] | INLET |  | OUTLET | [13 empty] | AI-0468 | Straight Duct | Straight Duct | 1 | EA | AUTO |  |  |  | service=SR ¦ printed_size=14x10 in ¦ review=Straight duct has no confirmed centerline length or coordinates. / Emitted as review-only NOTE row because PDF text does not prove the full 3D DATA contract. ¦ airflow=1500 CFM | Lay out.pdf page 6, line 396 | 0.77 | APPROVED
DATA | 4690 | PDF-P06 |  | SA |  |  | AI0469 |  |  |  |  | FITTING | ELBOW_RECT |  | RECT | [5 empty] | CENTER | 21700 | 24000 | 31072 |  |  |  | 0 | 0 | 1 |  |  |  | XP_ZP | [5 empty] | 28 | 16 |  |  |  | 28 | 16 |  | 28 | 16 |  |  |  |  | ELBOW | [21 empty] | INLET |  | OUTLET | [13 empty] | AI-0469 | Elbow Duct Fitting | Elbow Duct Fitting | 1 | EA | AUTO |  |  |  | service=SA ¦ printed_size=28x16 in ¦ review=Fitting token was associated from nearby PDF text context; verify grouping. / Emitted as review-only NOTE row because PDF text does not prove the full 3D DATA contract. ¦ airflow=6000 CFM | Lay out.pdf page 6, line 405 | 0.8 | APPROVED
DATA | 4700 | PDF-P06 |  |  |  |  | AI0470 |  |  |  |  | FITTING | ELBOW_UNKNOWN |  | RECT | [5 empty] | CENTER | 21700 | 24000 | 31400 |  |  |  | 1 | 0 | 0 |  |  |  | ZP_XP | [5 empty] | 300 | 300 | [12 empty] | ELBOW | [21 empty] | INLET |  | OUTLET | [13 empty] | AI-0470 | Elbow Duct Fitting | Elbow Duct Fitting | 1 | EA | AUTO |  |  |  | review=Detected fitting text without a nearby duct size. / Missing confirmed duct dimensions. / Emitted as review-only NOTE row because PDF text does not prove the full 3D DATA contract. | Lay out.pdf page 6, line 408 | 0.35 | APPROVED
DATA | 4710 | PDF-P06 |  |  |  |  | AI0471 |  |  |  |  | FITTING | ELBOW_UNKNOWN |  | RECT | [5 empty] | CENTER | 22300 | 24000 | 31400 |  |  |  | 0 | 0 | 1 |  |  |  | XP_ZP | [5 empty] | 300 | 300 | [12 empty] | ELBOW | [21 empty] | INLET |  | OUTLET | [13 empty] | AI-0471 | Elbow Duct Fitting | Elbow Duct Fitting | 1 | EA | AUTO |  |  |  | review=Detected fitting text without a nearby duct size. / Missing confirmed duct dimensions. / Emitted as review-only NOTE row because PDF text does not prove the full 3D DATA contract. | Lay out.pdf page 6, line 420 | 0.35 | APPROVED
DATA | 4720 | PDF-P06 |  | SA |  |  | AI0472 |  |  |  |  | FITTING | ELBOW_RECT |  | RECT | [5 empty] | CENTER | 22300 | 24000 | 31716 |  |  |  | 1 | 0 | 0 |  |  |  | ZP_XP | [5 empty] | 16 | 10 |  |  |  | 16 | 10 |  | 16 | 10 |  |  |  |  | ELBOW | [21 empty] | INLET |  | OUTLET | [13 empty] | AI-0472 | Elbow Duct Fitting | Elbow Duct Fitting | 1 | EA | AUTO |  |  |  | service=SA ¦ printed_size=16x10 in ¦ review=Fitting token was associated from nearby PDF text context; verify grouping. / Emitted as review-only NOTE row because PDF text does not prove the full 3D DATA contract. ¦ TOD=154'-2" | Lay out.pdf page 6, line 423 | 0.8 | APPROVED
DATA | 4730 | PDF-P06 |  |  |  |  | AI0473 |  |  |  |  | FITTING | ELBOW_UNKNOWN |  | RECT | [5 empty] | CENTER | 22616 | 24000 | 31716 |  |  |  | 0 | 0 | 1 |  |  |  | XP_ZP | [5 empty] | 300 | 300 | [12 empty] | ELBOW | [21 empty] | INLET |  | OUTLET | [13 empty] | AI-0473 | Elbow Duct Fitting | Elbow Duct Fitting | 1 | EA | AUTO |  |  |  | review=Detected fitting text without a nearby duct size. / Missing confirmed duct dimensions. / Emitted as review-only NOTE row because PDF text does not prove the full 3D DATA contract. | Lay out.pdf page 6, line 426 | 0.35 | APPROVED
DATA | 4740 | PDF-P06 |  |  |  |  | AI0474 |  |  |  |  | FITTING | ELBOW_UNKNOWN |  | RECT | [5 empty] | CENTER | 22616 | 24000 | 32316 |  |  |  | 1 | 0 | 0 |  |  |  | ZP_XP | [5 empty] | 300 | 300 | [12 empty] | ELBOW | [21 empty] | INLET |  | OUTLET | [13 empty] | AI-0474 | Elbow Duct Fitting | Elbow Duct Fitting | 1 | EA | AUTO |  |  |  | review=Detected fitting text without a nearby duct size. / Missing confirmed duct dimensions. / Emitted as review-only NOTE row because PDF text does not prove the full 3D DATA contract. | Lay out.pdf page 6, line 428 | 0.35 | APPROVED
DATA | 4750 | PDF-P06 |  | SA |  |  | AI0475 |  |  |  |  | FITTING | ELBOW_RECT |  | RECT | [5 empty] | CENTER | 22932 | 24000 | 32316 |  |  |  | 0 | 0 | 1 |  |  |  | XP_ZP | [5 empty] | 16 | 10 |  |  |  | 16 | 10 |  | 16 | 10 |  |  |  |  | ELBOW | [21 empty] | INLET |  | OUTLET | [13 empty] | AI-0475 | Elbow Duct Fitting | Elbow Duct Fitting | 1 | EA | AUTO |  |  |  | service=SA ¦ printed_size=16x10 in ¦ review=Fitting token was associated from nearby PDF text context; verify grouping. / Emitted as review-only NOTE row because PDF text does not prove the full 3D DATA contract. ¦ TOD=155'-3" | Lay out.pdf page 6, line 430 | 0.8 | APPROVED
DATA | 4760 | PDF-P06 |  |  |  |  | AI0476 |  |  |  |  | STRAIGHT | STRAIGHT_UNKNOWN |  | RECT | [5 empty] | CENTER | 22932 | 24000 | 32332 | 22932 | 24000 | 33832 | 0 | 0 | 1 |  |  |  | ZP_ZP |  |  |  | 1500 |  | 300 | 300 | [12 empty] | NONE | [21 empty] | INLET |  | OUTLET | [13 empty] | AI-0476 | Straight Duct | Straight Duct | 1 | EA | AUTO |  |  |  | review=Detected straight duct marker without a nearby duct size. / Missing confirmed duct dimensions. / Straight duct has no confirmed centerline length or coordinates. / Emitted as review-only NOTE row because PDF text does not prove the full 3D DATA contract. | Lay out.pdf page 6, line 440 | 0.32 | APPROVED
DATA | 4770 | PDF-P06 |  |  |  |  | AI0477 |  |  |  |  | STRAIGHT | STRAIGHT_UNKNOWN |  | RECT | [5 empty] | CENTER | 22932 | 24000 | 33832 | 22932 | 24000 | 35332 | 0 | 0 | 1 |  |  |  | ZP_ZP |  |  |  | 1500 |  | 300 | 300 | [12 empty] | NONE | [21 empty] | INLET |  | OUTLET | [13 empty] | AI-0477 | Straight Duct | Straight Duct | 1 | EA | AUTO |  |  |  | review=Detected straight duct marker without a nearby duct size. / Missing confirmed duct dimensions. / Straight duct has no confirmed centerline length or coordinates. / Emitted as review-only NOTE row because PDF text does not prove the full 3D DATA contract. | Lay out.pdf page 6, line 441 | 0.32 | APPROVED
DATA | 4780 | PDF-P06 |  |  |  |  | AI0478 |  |  |  |  | FITTING | ELBOW_UNKNOWN |  | RECT | [5 empty] | CENTER | 22932 | 24000 | 35632 |  |  |  | 1 | 0 | 0 |  |  |  | ZP_XP | [5 empty] | 300 | 300 | [12 empty] | ELBOW | [21 empty] | INLET |  | OUTLET | [13 empty] | AI-0478 | Elbow Duct Fitting | Elbow Duct Fitting | 1 | EA | AUTO |  |  |  | review=Detected fitting text without a nearby duct size. / Missing confirmed duct dimensions. / Emitted as review-only NOTE row because PDF text does not prove the full 3D DATA contract. | Lay out.pdf page 6, line 443 | 0.35 | APPROVED
DATA | 4790 | PDF-P06 |  |  |  |  | AI0479 |  |  |  |  | FITTING | ELBOW_UNKNOWN |  | RECT | [5 empty] | CENTER | 23532 | 24000 | 35632 |  |  |  | 0 | 0 | 1 |  |  |  | XP_ZP | [5 empty] | 300 | 300 | [12 empty] | ELBOW | [21 empty] | INLET |  | OUTLET | [13 empty] | AI-0479 | Elbow Duct Fitting | Elbow Duct Fitting | 1 | EA | AUTO |  |  |  | review=Detected fitting text without a nearby duct size. / Missing confirmed duct dimensions. / Emitted as review-only NOTE row because PDF text does not prove the full 3D DATA contract. | Lay out.pdf page 6, line 449 | 0.35 | APPROVED
DATA | 4800 | PDF-P06 |  | SA |  |  | AI0480 |  |  |  |  | STRAIGHT | STRAIGHT_RECT |  | RECT | [5 empty] | CENTER | 23532 | 24000 | 35932 | 23532 | 24000 | 37432 | 0 | 0 | 1 |  |  |  | ZP_ZP |  |  |  | 1500 |  | 8 | 10 |  |  |  | 8 | 10 |  | 8 | 10 |  |  |  |  | NONE | [21 empty] | INLET |  | OUTLET | [13 empty] | AI-0480 | Straight Duct | Straight Duct | 1 | EA | AUTO |  |  |  | service=SA ¦ printed_size=8x10 in ¦ review=Straight duct has no confirmed centerline length or coordinates. / Emitted as review-only NOTE row because PDF text does not prove the full 3D DATA contract. ¦ TOD=155'-3" | Lay out.pdf page 6, line 450 | 0.77 | APPROVED
DATA | 4810 | PDF-P06 |  |  |  |  | AI0481 |  |  |  |  | STRAIGHT | STRAIGHT_UNKNOWN |  | RECT | [5 empty] | CENTER | 23532 | 24000 | 37432 | 23532 | 24000 | 38932 | 0 | 0 | 1 |  |  |  | ZP_ZP |  |  |  | 1500 |  | 300 | 300 | [12 empty] | NONE | [21 empty] | INLET |  | OUTLET | [13 empty] | AI-0481 | Straight Duct | Straight Duct | 1 | EA | AUTO |  |  |  | review=Detected straight duct marker without a nearby duct size. / Missing confirmed duct dimensions. / Straight duct has no confirmed centerline length or coordinates. / Emitted as review-only NOTE row because PDF text does not prove the full 3D DATA contract. | Lay out.pdf page 6, line 453 | 0.32 | APPROVED
DATA | 4820 | PDF-P06 |  | SA |  |  | AI0482 |  |  |  |  | STRAIGHT | STRAIGHT_RECT |  | RECT | [5 empty] | CENTER | 23532 | 24000 | 38932 | 23532 | 24000 | 38943 | 0 | 0 | 1 |  |  |  | ZP_ZP |  |  |  | 11 | 11 | 8 | 10 |  |  |  | 8 | 10 |  | 8 | 10 |  |  |  |  | NONE | [21 empty] | INLET |  | OUTLET | [13 empty] | AI-0482 | Straight Duct | Straight Duct | 1 | EA | AUTO |  |  |  | service=SA ¦ printed_size=8x10 in ¦ review=Straight length was associated from nearby PDF text context; verify grouping. / Emitted as review-only NOTE row because PDF text does not prove the full 3D DATA contract. ¦ TOD=155'-3" | Lay out.pdf page 6, line 458 | 0.82 | APPROVED
DATA | 4830 | PDF-P06 |  |  |  |  | AI0483 |  |  |  |  | STRAIGHT | STRAIGHT_UNKNOWN |  | RECT | [5 empty] | CENTER | 23532 | 24000 | 38943 | 23532 | 24000 | 40443 | 0 | 0 | 1 |  |  |  | ZP_ZP |  |  |  | 1500 |  | 300 | 300 | [12 empty] | NONE | [21 empty] | INLET |  | OUTLET | [13 empty] | AI-0483 | Straight Duct | Straight Duct | 1 | EA | AUTO |  |  |  | review=Detected straight duct marker without a nearby duct size. / Missing confirmed duct dimensions. / Straight duct has no confirmed centerline length or coordinates. / Emitted as review-only NOTE row because PDF text does not prove the full 3D DATA contract. | Lay out.pdf page 6, line 461 | 0.32 | APPROVED
DATA | 4840 | PDF-P06 |  | SA |  |  | AI0484 |  |  |  |  | STRAIGHT | STRAIGHT_RECT |  | RECT | [5 empty] | CENTER | 23532 | 24000 | 40443 | 23532 | 24000 | 40454 | 0 | 0 | 1 |  |  |  | ZP_ZP |  |  |  | 11 | 11 | 20 | 24 |  |  |  | 20 | 24 |  | 20 | 24 |  |  |  |  | NONE | [21 empty] | INLET |  | OUTLET | [13 empty] | AI-0484 | Straight Duct | Straight Duct | 1 | EA | AUTO |  |  |  | service=SA ¦ printed_size=20x24 in ¦ review=Straight length was associated from nearby PDF text context; verify grouping. / Emitted as review-only NOTE row because PDF text does not prove the full 3D DATA contract. ¦ airflow=6700 CFM | Lay out.pdf page 6, line 463 | 0.82 | APPROVED
DATA | 4850 | PDF-P06 |  | SA |  |  | AI0485 |  |  |  |  | STRAIGHT | STRAIGHT_RECT |  | RECT | [5 empty] | CENTER | 23532 | 24000 | 40454 | 23532 | 24000 | 41954 | 0 | 0 | 1 |  |  |  | ZP_ZP |  |  |  | 1500 |  | 20 | 24 |  |  |  | 20 | 24 |  | 20 | 24 |  |  |  |  | NONE | [21 empty] | INLET |  | OUTLET | [13 empty] | AI-0485 | Straight Duct | Straight Duct | 1 | EA | AUTO |  |  |  | service=SA ¦ printed_size=20x24 in ¦ review=Straight duct has no confirmed centerline length or coordinates. / Emitted as review-only NOTE row because PDF text does not prove the full 3D DATA contract. ¦ airflow=7200 CFM | Lay out.pdf page 6, line 468 | 0.77 | APPROVED
DATA | 4860 | PDF-P06 |  |  |  |  | AI0486 |  |  |  |  | STRAIGHT | STRAIGHT_UNKNOWN |  | RECT | [5 empty] | CENTER | 23532 | 24000 | 41954 | 23532 | 24000 | 43454 | 0 | 0 | 1 |  |  |  | ZP_ZP |  |  |  | 1500 |  | 300 | 300 | [12 empty] | NONE | [21 empty] | INLET |  | OUTLET | [13 empty] | AI-0486 | Straight Duct | Straight Duct | 1 | EA | AUTO |  |  |  | review=Detected straight duct marker without a nearby duct size. / Missing confirmed duct dimensions. / Straight duct has no confirmed centerline length or coordinates. / Emitted as review-only NOTE row because PDF text does not prove the full 3D DATA contract. | Lay out.pdf page 6, line 472 | 0.32 | APPROVED
DATA | 4870 | PDF-P06 |  |  |  |  | AI0487 |  |  |  |  | STRAIGHT | STRAIGHT_UNKNOWN |  | RECT | [5 empty] | CENTER | 23532 | 24000 | 43454 | 23532 | 24000 | 44954 | 0 | 0 | 1 |  |  |  | ZP_ZP |  |  |  | 1500 |  | 300 | 300 | [12 empty] | NONE | [21 empty] | INLET |  | OUTLET | [13 empty] | AI-0487 | Straight Duct | Straight Duct | 1 | EA | AUTO |  |  |  | review=Detected straight duct marker without a nearby duct size. / Missing confirmed duct dimensions. / Straight duct has no confirmed centerline length or coordinates. / Emitted as review-only NOTE row because PDF text does not prove the full 3D DATA contract. | Lay out.pdf page 6, line 473 | 0.32 | APPROVED
DATA | 4880 | PDF-P06 |  |  |  |  | AI0488 |  |  |  |  | STRAIGHT | STRAIGHT_UNKNOWN |  | RECT | [5 empty] | CENTER | 23532 | 24000 | 44954 | 23532 | 24000 | 46454 | 0 | 0 | 1 |  |  |  | ZP_ZP |  |  |  | 1500 |  | 300 | 300 | [12 empty] | NONE | [21 empty] | INLET |  | OUTLET | [13 empty] | AI-0488 | Straight Duct | Straight Duct | 1 | EA | AUTO |  |  |  | review=Detected straight duct marker without a nearby duct size. / Missing confirmed duct dimensions. / Straight duct has no confirmed centerline length or coordinates. / Emitted as review-only NOTE row because PDF text does not prove the full 3D DATA contract. | Lay out.pdf page 6, line 474 | 0.32 | APPROVED
DATA | 4890 | PDF-P06 |  | SA |  |  | AI0489 |  |  |  |  | STRAIGHT | STRAIGHT_RECT |  | RECT | [5 empty] | CENTER | 23532 | 24000 | 46454 | 23532 | 24000 | 47954 | 0 | 0 | 1 |  |  |  | ZP_ZP |  |  |  | 1500 |  | 6 | 12 |  |  |  | 6 | 12 |  | 6 | 12 |  |  |  |  | NONE | [21 empty] | INLET |  | OUTLET | [13 empty] | AI-0489 | Straight Duct | Straight Duct | 1 | EA | AUTO |  |  |  | service=SA ¦ printed_size=6x12 in ¦ review=Straight duct has no confirmed centerline length or coordinates. / Emitted as review-only NOTE row because PDF text does not prove the full 3D DATA contract. ¦ TOD=148'-6" | Lay out.pdf page 6, line 482 | 0.77 | APPROVED
DATA | 4900 | PDF-P06 |  | SA |  |  | AI0490 |  |  |  |  | STRAIGHT | STRAIGHT_RECT |  | RECT | [5 empty] | CENTER | 23532 | 24000 | 47954 | 23532 | 24000 | 49454 | 0 | 0 | 1 |  |  |  | ZP_ZP |  |  |  | 1500 |  | 16 | 18 |  |  |  | 16 | 18 |  | 16 | 18 |  |  |  |  | NONE | [21 empty] | INLET |  | OUTLET | [13 empty] | AI-0490 | Straight Duct | Straight Duct | 1 | EA | AUTO |  |  |  | service=SA ¦ printed_size=16x18 in ¦ review=Straight duct has no confirmed centerline length or coordinates. / Emitted as review-only NOTE row because PDF text does not prove the full 3D DATA contract. ¦ TOD=148'-6" | Lay out.pdf page 6, line 484 | 0.77 | APPROVED
DATA | 4910 | PDF-P06 |  | SA |  |  | AI0491 |  |  |  |  | STRAIGHT | STRAIGHT_RECT |  | RECT | [5 empty] | CENTER | 23532 | 24000 | 49454 | 23532 | 24000 | 49469 | 0 | 0 | 1 |  |  |  | ZP_ZP |  |  |  | 15 | 15 | 18 | 14 |  |  |  | 18 | 14 |  | 18 | 14 |  |  |  |  | NONE | [21 empty] | INLET |  | OUTLET | [13 empty] | AI-0491 | Straight Duct | Straight Duct | 1 | EA | AUTO |  |  |  | service=SA ¦ printed_size=18x14 in ¦ review=Straight length was associated from nearby PDF text context; verify grouping. / Emitted as review-only NOTE row because PDF text does not prove the full 3D DATA contract. ¦ TOD=153'-4" | Lay out.pdf page 6, line 490 | 0.82 | APPROVED
DATA | 4920 | PDF-P06 |  |  |  |  | AI0492 |  |  |  |  | STRAIGHT | STRAIGHT_UNKNOWN |  | RECT | [5 empty] | CENTER | 23532 | 24000 | 49469 | 23532 | 24000 | 50969 | 0 | 0 | 1 |  |  |  | ZP_ZP |  |  |  | 1500 |  | 300 | 300 | [12 empty] | NONE | [21 empty] | INLET |  | OUTLET | [13 empty] | AI-0492 | Straight Duct | Straight Duct | 1 | EA | AUTO |  |  |  | review=Detected straight duct marker without a nearby duct size. / Missing confirmed duct dimensions. / Straight duct has no confirmed centerline length or coordinates. / Emitted as review-only NOTE row because PDF text does not prove the full 3D DATA contract. | Lay out.pdf page 6, line 492 | 0.32 | APPROVED
DATA | 4930 | PDF-P06 |  | SR |  |  | AI0493 |  |  |  |  | STRAIGHT | STRAIGHT_RECT |  | RECT | [5 empty] | CENTER | 23532 | 24000 | 50969 | 23532 | 24000 | 50984 | 0 | 0 | 1 |  |  |  | ZP_ZP |  |  |  | 15 | 15 | 18 | 14 |  |  |  | 18 | 14 |  | 18 | 14 |  |  |  |  | NONE | [21 empty] | INLET |  | OUTLET | [13 empty] | AI-0493 | Straight Duct | Straight Duct | 1 | EA | AUTO |  |  |  | service=SR ¦ printed_size=18x14 in ¦ review=Straight length was associated from nearby PDF text context; verify grouping. / Emitted as review-only NOTE row because PDF text does not prove the full 3D DATA contract. ¦ airflow=1000 CFM ¦ TOD=153'-4" | Lay out.pdf page 6, line 494 | 0.87 | APPROVED
DATA | 4940 | PDF-P06 |  |  |  |  | AI0494 |  |  |  |  | FITTING | ELBOW_UNKNOWN |  | RECT | [5 empty] | CENTER | 23532 | 24000 | 51284 |  |  |  | 1 | 0 | 0 |  |  |  | ZP_XP | [5 empty] | 300 | 300 | [12 empty] | ELBOW | [21 empty] | INLET |  | OUTLET | [13 empty] | AI-0494 | Elbow Duct Fitting | Elbow Duct Fitting | 1 | EA | AUTO |  |  |  | review=Detected fitting text without a nearby duct size. / Missing confirmed duct dimensions. / Emitted as review-only NOTE row because PDF text does not prove the full 3D DATA contract. | Lay out.pdf page 6, line 498 | 0.35 | APPROVED
DATA | 4950 | PDF-P06 |  |  |  |  | AI0495 |  |  |  |  | FITTING | ELBOW_UNKNOWN |  | RECT | [5 empty] | CENTER | 24132 | 24000 | 51284 |  |  |  | 0 | 0 | 1 |  |  |  | XP_ZP | [5 empty] | 300 | 300 | [12 empty] | ELBOW | [21 empty] | INLET |  | OUTLET | [13 empty] | AI-0495 | Elbow Duct Fitting | Elbow Duct Fitting | 1 | EA | AUTO |  |  |  | review=Detected fitting text without a nearby duct size. / Missing confirmed duct dimensions. / Emitted as review-only NOTE row because PDF text does not prove the full 3D DATA contract. | Lay out.pdf page 6, line 500 | 0.35 | APPROVED
DATA | 4960 | PDF-P06 |  |  |  |  | AI0496 |  |  |  |  | STRAIGHT | STRAIGHT_UNKNOWN |  | RECT | [5 empty] | CENTER | 24132 | 24000 | 51584 | 24132 | 24000 | 53084 | 0 | 0 | 1 |  |  |  | ZP_ZP |  |  |  | 1500 |  | 300 | 300 | [12 empty] | NONE | [21 empty] | INLET |  | OUTLET | [13 empty] | AI-0496 | Straight Duct | Straight Duct | 1 | EA | AUTO |  |  |  | review=Detected straight duct marker without a nearby duct size. / Missing confirmed duct dimensions. / Straight duct has no confirmed centerline length or coordinates. / Emitted as review-only NOTE row because PDF text does not prove the full 3D DATA contract. | Lay out.pdf page 6, line 501 | 0.32 | APPROVED
DATA | 4970 | PDF-P06 |  | SR |  |  | AI0497 |  |  |  |  | STRAIGHT | STRAIGHT_RECT |  | RECT | [5 empty] | CENTER | 24132 | 24000 | 53084 | 24132 | 24000 | 54584 | 0 | 0 | 1 |  |  |  | ZP_ZP |  |  |  | 1500 |  | 10 | 14 |  |  |  | 10 | 14 |  | 10 | 14 |  |  |  |  | NONE | [21 empty] | INLET |  | OUTLET | [13 empty] | AI-0497 | Straight Duct | Straight Duct | 1 | EA | AUTO |  |  |  | service=SR ¦ printed_size=10x14 in ¦ review=Straight duct has no confirmed centerline length or coordinates. / Emitted as review-only NOTE row because PDF text does not prove the full 3D DATA contract. ¦ airflow=500 CFM | Lay out.pdf page 6, line 504 | 0.77 | APPROVED
DATA | 4980 | PDF-P06 |  | SA |  |  | AI0498 |  |  |  |  | STRAIGHT | STRAIGHT_RECT |  | RECT | [5 empty] | CENTER | 24132 | 24000 | 54584 | 24132 | 24000 | 56084 | 0 | 0 | 1 |  |  |  | ZP_ZP |  |  |  | 1500 |  | 18 | 16 |  |  |  | 18 | 16 |  | 18 | 16 |  |  |  |  | NONE | [21 empty] | INLET |  | OUTLET | [13 empty] | AI-0498 | Straight Duct | Straight Duct | 1 | EA | AUTO |  |  |  | service=SA ¦ printed_size=18x16 in ¦ review=Straight duct has no confirmed centerline length or coordinates. / Emitted as review-only NOTE row because PDF text does not prove the full 3D DATA contract. ¦ airflow=500 CFM ¦ TOD=153'-4" | Lay out.pdf page 6, line 508 | 0.82 | APPROVED
DATA | 4990 | PDF-P06 |  | SA |  |  | AI0499 |  |  |  |  | STRAIGHT | STRAIGHT_RECT |  | RECT | [5 empty] | CENTER | 24132 | 24000 | 56084 | 24132 | 24000 | 57584 | 0 | 0 | 1 |  |  |  | ZP_ZP |  |  |  | 1500 |  | 10 | 14 |  |  |  | 10 | 14 |  | 10 | 14 |  |  |  |  | NONE | [21 empty] | INLET |  | OUTLET | [13 empty] | AI-0499 | Straight Duct | Straight Duct | 1 | EA | AUTO |  |  |  | service=SA ¦ printed_size=10x14 in ¦ review=Straight duct has no confirmed centerline length or coordinates. / Emitted as review-only NOTE row because PDF text does not prove the full 3D DATA contract. ¦ airflow=1000 CFM ¦ TOD=153'-4" | Lay out.pdf page 6, line 510 | 0.82 | APPROVED
DATA | 5000 | PDF-P06 |  | SA |  |  | AI0500 |  |  |  |  | FITTING | WYE_RECT |  | RECT | [5 empty] | CENTER | 24132 | 24000 | 57784 |  |  |  | 0 | 0 | 1 |  |  |  | ZP_ZP_BRANCH_YP | [5 empty] | 12 | 6 |  |  |  | 12 | 6 |  | 12 | 6 |  | 12 | 6 |  | WYE |  | 90 | [19 empty] | INLET |  | OUTLET | [13 empty] | AI-0500 | Wye Duct Fitting | Wye Duct Fitting | 1 | EA | AUTO |  |  |  | service=SA ¦ printed_size=12x6 in ¦ review=Fitting token was associated from nearby PDF text context; verify grouping. / Branch fitting needs confirmed branch port geometry before DATA export. / Emitted as review-only NOTE row because PDF text does not prove the full 3D DATA contract. ¦ airflow=1000 CFM ¦ TOD=153'-4" | Lay out.pdf page 6, line 512 | 0.85 | APPROVED
DATA | 5010 | PDF-P06 |  |  |  |  | AI0501 |  |  |  |  | FITTING | WYE_UNKNOWN |  | RECT | [5 empty] | CENTER | 24132 | 24000 | 58359 |  |  |  | 0 | 0 | 1 |  |  |  | ZP_ZP_BRANCH_YP | [5 empty] | 300 | 300 | [9 empty] | 300 | 300 |  | WYE |  | 90 | [19 empty] | INLET |  | OUTLET | [13 empty] | AI-0501 | Wye Duct Fitting | Wye Duct Fitting | 1 | EA | AUTO |  |  |  | review=Detected fitting text without a nearby duct size. / Missing confirmed duct dimensions. / Branch fitting needs confirmed branch port geometry before DATA export. / Emitted as review-only NOTE row because PDF text does not prove the full 3D DATA contract. | Lay out.pdf page 6, line 515 | 0.35 | APPROVED
DATA | 5020 | PDF-P06 |  |  |  |  | AI0502 |  |  |  |  | FITTING | WYE_UNKNOWN |  | RECT | [5 empty] | CENTER | 24132 | 24000 | 59109 |  |  |  | 0 | 0 | 1 |  |  |  | ZP_ZP_BRANCH_YP | [5 empty] | 300 | 300 | [9 empty] | 300 | 300 |  | WYE |  | 90 | [19 empty] | INLET |  | OUTLET | [13 empty] | AI-0502 | Wye Duct Fitting | Wye Duct Fitting | 1 | EA | AUTO |  |  |  | review=Detected fitting text without a nearby duct size. / Missing confirmed duct dimensions. / Branch fitting needs confirmed branch port geometry before DATA export. / Emitted as review-only NOTE row because PDF text does not prove the full 3D DATA contract. | Lay out.pdf page 6, line 517 | 0.35 | APPROVED
DATA | 5030 | PDF-P06 |  |  |  |  | AI0503 |  |  |  |  | FITTING | ELBOW_UNKNOWN |  | RECT | [5 empty] | CENTER | 24132 | 24000 | 59784 |  |  |  | 1 | 0 | 0 |  |  |  | ZP_XP | [5 empty] | 300 | 300 | [12 empty] | ELBOW | [21 empty] | INLET |  | OUTLET | [13 empty] | AI-0503 | Elbow Duct Fitting | Elbow Duct Fitting | 1 | EA | AUTO |  |  |  | review=Detected fitting text without a nearby duct size. / Missing confirmed duct dimensions. / Emitted as review-only NOTE row because PDF text does not prove the full 3D DATA contract. | Lay out.pdf page 6, line 520 | 0.35 | APPROVED
DATA | 5040 | PDF-P06 |  |  |  |  | AI0504 |  |  |  |  | STRAIGHT | STRAIGHT_UNKNOWN |  | RECT | [5 empty] | CENTER | 24432 | 24000 | 59784 | 25932 | 24000 | 59784 | 1 | 0 | 0 |  |  |  | XP_XP |  |  |  | 1500 |  | 300 | 300 | [12 empty] | NONE | [21 empty] | INLET |  | OUTLET | [13 empty] | AI-0504 | Straight Duct | Straight Duct | 1 | EA | AUTO |  |  |  | review=Detected straight duct marker without a nearby duct size. / Missing confirmed duct dimensions. / Straight duct has no confirmed centerline length or coordinates. / Emitted as review-only NOTE row because PDF text does not prove the full 3D DATA contract. | Lay out.pdf page 6, line 521 | 0.32 | APPROVED
DATA | 5050 | PDF-P06 |  |  |  |  | AI0505 |  |  |  |  | FITTING | ELBOW_UNKNOWN |  | RECT | [5 empty] | CENTER | 26232 | 24000 | 59784 |  |  |  | 0 | 0 | 1 |  |  |  | XP_ZP | [5 empty] | 300 | 300 | [12 empty] | ELBOW | [21 empty] | INLET |  | OUTLET | [13 empty] | AI-0505 | Elbow Duct Fitting | Elbow Duct Fitting | 1 | EA | AUTO |  |  |  | review=Detected fitting text without a nearby duct size. / Missing confirmed duct dimensions. / Emitted as review-only NOTE row because PDF text does not prove the full 3D DATA contract. | Lay out.pdf page 6, line 523 | 0.35 | APPROVED
DATA | 5060 | PDF-P06 |  | SA |  |  | AI0506 |  |  |  |  | FITTING | ELBOW_RECT |  | RECT | [5 empty] | CENTER | 26232 | 24000 | 60094 |  |  |  | 1 | 0 | 0 |  |  |  | ZP_XP | [5 empty] | 10 | 14 |  |  |  | 10 | 14 |  | 10 | 14 |  |  |  |  | ELBOW | [21 empty] | INLET |  | OUTLET | [13 empty] | AI-0506 | Elbow Duct Fitting | Elbow Duct Fitting | 1 | EA | AUTO |  |  |  | service=SA ¦ printed_size=10x14 in ¦ review=Fitting token was associated from nearby PDF text context; verify grouping. / Emitted as review-only NOTE row because PDF text does not prove the full 3D DATA contract. ¦ airflow=1000 CFM | Lay out.pdf page 6, line 525 | 0.8 | APPROVED
DATA | 5070 | PDF-P06 |  | SR |  |  | AI0507 |  |  |  |  | STRAIGHT | STRAIGHT_RECT |  | RECT | [5 empty] | CENTER | 26242 | 24000 | 60094 | 27742 | 24000 | 60094 | 1 | 0 | 0 |  |  |  | XP_XP |  |  |  | 1500 |  | 10 | 14 |  |  |  | 10 | 14 |  | 10 | 14 |  |  |  |  | NONE | [21 empty] | INLET |  | OUTLET | [13 empty] | AI-0507 | Straight Duct | Straight Duct | 1 | EA | AUTO |  |  |  | service=SR ¦ printed_size=10x14 in ¦ review=Straight duct has no confirmed centerline length or coordinates. / Emitted as review-only NOTE row because PDF text does not prove the full 3D DATA contract. ¦ airflow=500 CFM | Lay out.pdf page 6, line 530 | 0.77 | APPROVED
DATA | 5080 | PDF-P06 |  | SA |  |  | AI0508 |  |  |  |  | STRAIGHT | STRAIGHT_RECT |  | RECT | [5 empty] | CENTER | 27742 | 24000 | 60094 | 29242 | 24000 | 60094 | 1 | 0 | 0 |  |  |  | XP_XP |  |  |  | 1500 |  | 16 | 18 |  |  |  | 16 | 18 |  | 16 | 18 |  |  |  |  | NONE | [21 empty] | INLET |  | OUTLET | [13 empty] | AI-0508 | Straight Duct | Straight Duct | 1 | EA | AUTO |  |  |  | service=SA ¦ printed_size=16x18 in ¦ review=Straight duct has no confirmed centerline length or coordinates. / Emitted as review-only NOTE row because PDF text does not prove the full 3D DATA contract. ¦ airflow=500 CFM ¦ TOD=153'-1" | Lay out.pdf page 6, line 533 | 0.82 | APPROVED
DATA | 5090 | PDF-P06 |  | SR |  |  | AI0509 |  |  |  |  | STRAIGHT | STRAIGHT_RECT |  | RECT | [5 empty] | CENTER | 29242 | 24000 | 60094 | 30742 | 24000 | 60094 | 1 | 0 | 0 |  |  |  | XP_XP |  |  |  | 1500 |  | 14 | 18 |  |  |  | 14 | 18 |  | 14 | 18 |  |  |  |  | NONE | [21 empty] | INLET |  | OUTLET | [13 empty] | AI-0509 | Straight Duct | Straight Duct | 1 | EA | AUTO |  |  |  | service=SR ¦ printed_size=14x18 in ¦ review=Straight duct has no confirmed centerline length or coordinates. / Emitted as review-only NOTE row because PDF text does not prove the full 3D DATA contract. ¦ airflow=1000 CFM ¦ TOD=153'-1" | Lay out.pdf page 6, line 537 | 0.82 | APPROVED
DATA | 5100 | PDF-P06 |  |  |  |  | AI0510 |  |  |  |  | STRAIGHT | STRAIGHT_UNKNOWN |  | RECT | [5 empty] | CENTER | 30742 | 24000 | 60094 | 32242 | 24000 | 60094 | 1 | 0 | 0 |  |  |  | XP_XP |  |  |  | 1500 |  | 300 | 300 | [12 empty] | NONE | [21 empty] | INLET |  | OUTLET | [13 empty] | AI-0510 | Straight Duct | Straight Duct | 1 | EA | AUTO |  |  |  | review=Detected straight duct marker without a nearby duct size. / Missing confirmed duct dimensions. / Straight duct has no confirmed centerline length or coordinates. / Emitted as review-only NOTE row because PDF text does not prove the full 3D DATA contract. | Lay out.pdf page 6, line 546 | 0.32 | APPROVED
DATA | 5110 | PDF-P06 |  | SR |  |  | AI0511 |  |  |  |  | STRAIGHT | STRAIGHT_RECT |  | RECT | [5 empty] | CENTER | 32242 | 24000 | 60094 | 33742 | 24000 | 60094 | 1 | 0 | 0 |  |  |  | XP_XP |  |  |  | 1500 |  | 14 | 8 |  |  |  | 14 | 8 |  | 14 | 8 |  |  |  |  | NONE | [21 empty] | INLET |  | OUTLET | [13 empty] | AI-0511 | Straight Duct | Straight Duct | 1 | EA | AUTO |  |  |  | service=SR ¦ printed_size=14x8 in ¦ review=Straight duct has no confirmed centerline length or coordinates. / Emitted as review-only NOTE row because PDF text does not prove the full 3D DATA contract. ¦ airflow=600 CFM | Lay out.pdf page 6, line 549 | 0.77 | APPROVED
DATA | 5120 | PDF-P06 |  | SR |  |  | AI0512 |  |  |  |  | STRAIGHT | STRAIGHT_RECT |  | RECT | [5 empty] | CENTER | 33742 | 24000 | 60094 | 35242 | 24000 | 60094 | 1 | 0 | 0 |  |  |  | XP_XP |  |  |  | 1500 |  | 14 | 8 |  |  |  | 14 | 8 |  | 14 | 8 |  |  |  |  | NONE | [21 empty] | INLET |  | OUTLET | [13 empty] | AI-0512 | Straight Duct | Straight Duct | 1 | EA | AUTO |  |  |  | service=SR ¦ printed_size=14x8 in ¦ review=Straight duct has no confirmed centerline length or coordinates. / Emitted as review-only NOTE row because PDF text does not prove the full 3D DATA contract. ¦ airflow=600 CFM | Lay out.pdf page 6, line 553 | 0.77 | APPROVED
DATA | 5130 | PDF-P06 |  | SR |  |  | AI0513 |  |  |  |  | FITTING | WYE_RECT |  | RECT | [5 empty] | CENTER | 35442 | 24000 | 60094 |  |  |  | 1 | 0 | 0 |  |  |  | XP_XP_BRANCH_YP | [5 empty] | 10 | 14 |  |  |  | 10 | 14 |  | 10 | 14 |  | 10 | 14 |  | WYE |  | 90 | [19 empty] | INLET |  | OUTLET | [13 empty] | AI-0513 | Wye Duct Fitting | Wye Duct Fitting | 1 | EA | AUTO |  |  |  | service=SR ¦ printed_size=10x14 in ¦ review=Fitting token was associated from nearby PDF text context; verify grouping. / Branch fitting needs confirmed branch port geometry before DATA export. / Emitted as review-only NOTE row because PDF text does not prove the full 3D DATA contract. ¦ airflow=1000 CFM | Lay out.pdf page 6, line 558 | 0.8 | APPROVED
DATA | 5140 | PDF-P06 |  |  |  |  | AI0514 |  |  |  |  | FITTING | WYE_UNKNOWN |  | RECT | [5 empty] | CENTER | 36017 | 24000 | 60094 |  |  |  | 1 | 0 | 0 |  |  |  | XP_XP_BRANCH_YP | [5 empty] | 300 | 300 | [9 empty] | 300 | 300 |  | WYE |  | 90 | [19 empty] | INLET |  | OUTLET | [13 empty] | AI-0514 | Wye Duct Fitting | Wye Duct Fitting | 1 | EA | AUTO |  |  |  | review=Detected fitting text without a nearby duct size. / Missing confirmed duct dimensions. / Branch fitting needs confirmed branch port geometry before DATA export. / Emitted as review-only NOTE row because PDF text does not prove the full 3D DATA contract. | Lay out.pdf page 6, line 561 | 0.35 | APPROVED
DATA | 5150 | PDF-P06 |  |  |  |  | AI0515 |  |  |  |  | FITTING | WYE_UNKNOWN |  | RECT | [5 empty] | CENTER | 36767 | 24000 | 60094 |  |  |  | 1 | 0 | 0 |  |  |  | XP_XP_BRANCH_YP | [5 empty] | 300 | 300 | [9 empty] | 300 | 300 |  | WYE |  | 90 | [19 empty] | INLET |  | OUTLET | [13 empty] | AI-0515 | Wye Duct Fitting | Wye Duct Fitting | 1 | EA | AUTO |  |  |  | review=Detected fitting text without a nearby duct size. / Missing confirmed duct dimensions. / Branch fitting needs confirmed branch port geometry before DATA export. / Emitted as review-only NOTE row because PDF text does not prove the full 3D DATA contract. | Lay out.pdf page 6, line 563 | 0.35 | APPROVED
DATA | 5160 | PDF-P06 |  | SA |  |  | AI0516 |  |  |  |  | STRAIGHT | STRAIGHT_RECT |  | RECT | [5 empty] | CENTER | 37142 | 24000 | 60094 | 38642 | 24000 | 60094 | 1 | 0 | 0 |  |  |  | XP_XP |  |  |  | 1500 |  | 16 | 14 |  |  |  | 16 | 14 |  | 16 | 14 |  |  |  |  | NONE | [21 empty] | INLET |  | OUTLET | [13 empty] | AI-0516 | Straight Duct | Straight Duct | 1 | EA | AUTO |  |  |  | service=SA ¦ printed_size=16x14 in ¦ review=Straight duct has no confirmed centerline length or coordinates. / Emitted as review-only NOTE row because PDF text does not prove the full 3D DATA contract. ¦ airflow=2200 CFM ¦ TOD=153'-10" | Lay out.pdf page 6, line 571 | 0.82 | APPROVED
DATA | 5170 | PDF-P06 |  | SA |  |  | AI0517 |  |  |  |  | STRAIGHT | STRAIGHT_RECT |  | RECT | [5 empty] | CENTER | 38642 | 24000 | 60094 | 40142 | 24000 | 60094 | 1 | 0 | 0 |  |  |  | XP_XP |  |  |  | 1500 |  | 18 | 14 |  |  |  | 18 | 14 |  | 18 | 14 |  |  |  |  | NONE | [21 empty] | INLET |  | OUTLET | [13 empty] | AI-0517 | Straight Duct | Straight Duct | 1 | EA | AUTO |  |  |  | service=SA ¦ printed_size=18x14 in ¦ review=Straight duct has no confirmed centerline length or coordinates. / Emitted as review-only NOTE row because PDF text does not prove the full 3D DATA contract. ¦ TOD=153'-10" | Lay out.pdf page 6, line 583 | 0.77 | APPROVED
DATA | 5180 | PDF-P06 |  | SA |  |  | AI0518 |  |  |  |  | STRAIGHT | STRAIGHT_RECT |  | RECT | [5 empty] | CENTER | 40142 | 24000 | 60094 | 41642 | 24000 | 60094 | 1 | 0 | 0 |  |  |  | XP_XP |  |  |  | 1500 |  | 8 | 14 |  |  |  | 8 | 14 |  | 8 | 14 |  |  |  |  | NONE | [21 empty] | INLET |  | OUTLET | [13 empty] | AI-0518 | Straight Duct | Straight Duct | 1 | EA | AUTO |  |  |  | service=SA ¦ printed_size=8x14 in ¦ review=Straight duct has no confirmed centerline length or coordinates. / Emitted as review-only NOTE row because PDF text does not prove the full 3D DATA contract. ¦ TOD=153'-10" | Lay out.pdf page 6, line 585 | 0.77 | APPROVED
DATA | 5190 | PDF-P06 |  | SA |  |  | AI0519 |  |  |  |  | STRAIGHT | STRAIGHT_RECT |  | RECT | [5 empty] | CENTER | 41642 | 24000 | 60094 | 43142 | 24000 | 60094 | 1 | 0 | 0 |  |  |  | XP_XP |  |  |  | 1500 |  | 12 | 10 |  |  |  | 12 | 10 |  | 12 | 10 |  |  |  |  | NONE | [21 empty] | INLET |  | OUTLET | [13 empty] | AI-0519 | Straight Duct | Straight Duct | 1 | EA | AUTO |  |  |  | service=SA ¦ printed_size=12x10 in ¦ review=Straight duct has no confirmed centerline length or coordinates. / Emitted as review-only NOTE row because PDF text does not prove the full 3D DATA contract. ¦ TOD=151'-9" | Lay out.pdf page 6, line 590 | 0.77 | APPROVED
DATA | 5200 | PDF-P06 |  | SA |  |  | AI0520 |  |  |  |  | STRAIGHT | STRAIGHT_RECT |  | RECT | [5 empty] | CENTER | 43142 | 24000 | 60094 | 44642 | 24000 | 60094 | 1 | 0 | 0 |  |  |  | XP_XP |  |  |  | 1500 |  | 10 | 6 |  |  |  | 10 | 6 |  | 10 | 6 |  |  |  |  | NONE | [21 empty] | INLET |  | OUTLET | [13 empty] | AI-0520 | Straight Duct | Straight Duct | 1 | EA | AUTO |  |  |  | service=SA ¦ printed_size=10x6 in ¦ review=Straight duct has no confirmed centerline length or coordinates. / Emitted as review-only NOTE row because PDF text does not prove the full 3D DATA contract. ¦ TOD=151'-6" | Lay out.pdf page 6, line 595 | 0.77 | APPROVED
DATA | 5210 | PDF-P06 |  |  |  |  | AI0521 |  |  |  |  | FITTING | WYE_UNKNOWN |  | RECT | [5 empty] | CENTER | 45017 | 24000 | 60094 |  |  |  | 1 | 0 | 0 |  |  |  | XP_XP_BRANCH_YP | [5 empty] | 300 | 300 | [9 empty] | 300 | 300 |  | WYE |  | 90 | [19 empty] | INLET |  | OUTLET | [13 empty] | AI-0521 | Wye Duct Fitting | Wye Duct Fitting | 1 | EA | AUTO |  |  |  | review=Detected fitting text without a nearby duct size. / Missing confirmed duct dimensions. / Branch fitting needs confirmed branch port geometry before DATA export. / Emitted as review-only NOTE row because PDF text does not prove the full 3D DATA contract. | Lay out.pdf page 6, line 615 | 0.35 | APPROVED
DATA | 5220 | PDF-P06 |  | SR |  |  | AI0522 |  |  |  |  | STRAIGHT | STRAIGHT_RECT |  | RECT | [5 empty] | CENTER | 45392 | 24000 | 60094 | 46892 | 24000 | 60094 | 1 | 0 | 0 |  |  |  | XP_XP |  |  |  | 1500 |  | 14 | 8 |  |  |  | 14 | 8 |  | 14 | 8 |  |  |  |  | NONE | [21 empty] | INLET |  | OUTLET | [13 empty] | AI-0522 | Straight Duct | Straight Duct | 1 | EA | AUTO |  |  |  | service=SR ¦ printed_size=14x8 in ¦ review=Straight duct has no confirmed centerline length or coordinates. / Emitted as review-only NOTE row because PDF text does not prove the full 3D DATA contract. ¦ airflow=500 CFM | Lay out.pdf page 6, line 624 | 0.77 | APPROVED
DATA | 5230 | PDF-P06 |  | SR |  |  | AI0523 |  |  |  |  | STRAIGHT | STRAIGHT_RECT |  | RECT | [5 empty] | CENTER | 46892 | 24000 | 60094 | 48392 | 24000 | 60094 | 1 | 0 | 0 |  |  |  | XP_XP |  |  |  | 1500 |  | 18 | 14 |  |  |  | 18 | 14 |  | 18 | 14 |  |  |  |  | NONE | [21 empty] | INLET |  | OUTLET | [13 empty] | AI-0523 | Straight Duct | Straight Duct | 1 | EA | AUTO |  |  |  | service=SR ¦ printed_size=18x14 in ¦ review=Straight duct has no confirmed centerline length or coordinates. / Emitted as review-only NOTE row because PDF text does not prove the full 3D DATA contract. ¦ airflow=1000 CFM ¦ TOD=153'-4" | Lay out.pdf page 6, line 634 | 0.82 | APPROVED
DATA | 5240 | PDF-P06 |  | SA |  |  | AI0524 |  |  |  |  | STRAIGHT | STRAIGHT_RECT |  | RECT | [5 empty] | CENTER | 48392 | 24000 | 60094 | 49892 | 24000 | 60094 | 1 | 0 | 0 |  |  |  | XP_XP |  |  |  | 1500 |  | 16 | 18 |  |  |  | 16 | 18 |  | 16 | 18 |  |  |  |  | NONE | [21 empty] | INLET |  | OUTLET | [13 empty] | AI-0524 | Straight Duct | Straight Duct | 1 | EA | AUTO |  |  |  | service=SA ¦ printed_size=16x18 in ¦ review=Straight duct has no confirmed centerline length or coordinates. / Emitted as review-only NOTE row because PDF text does not prove the full 3D DATA contract. ¦ airflow=1000 CFM ¦ TOD=153'-4" | Lay out.pdf page 6, line 636 | 0.82 | APPROVED
DATA | 5250 | PDF-P06 |  | SA |  |  | AI0525 |  |  |  |  | STRAIGHT | STRAIGHT_RECT |  | RECT | [5 empty] | CENTER | 49892 | 24000 | 60094 | 49894 | 24000 | 60094 | 1 | 0 | 0 |  |  |  | XP_XP |  |  |  | 2 | 2 | 16 | 18 |  |  |  | 16 | 18 |  | 16 | 18 |  |  |  |  | NONE | [21 empty] | INLET |  | OUTLET | [13 empty] | AI-0525 | Straight Duct | Straight Duct | 1 | EA | AUTO |  |  |  | service=SA ¦ printed_size=16x18 in ¦ review=Straight length was associated from nearby PDF text context; verify grouping. / Emitted as review-only NOTE row because PDF text does not prove the full 3D DATA contract. ¦ TOD=152'-3" | Lay out.pdf page 6, line 642 | 0.82 | APPROVED
DATA | 5260 | PDF-P06 |  |  |  |  | AI0526 |  |  |  |  | STRAIGHT | STRAIGHT_UNKNOWN |  | RECT | [5 empty] | CENTER | 49894 | 24000 | 60094 | 51394 | 24000 | 60094 | 1 | 0 | 0 |  |  |  | XP_XP |  |  |  | 1500 |  | 300 | 300 | [12 empty] | NONE | [21 empty] | INLET |  | OUTLET | [13 empty] | AI-0526 | Straight Duct | Straight Duct | 1 | EA | AUTO |  |  |  | review=Detected straight duct marker without a nearby duct size. / Missing confirmed duct dimensions. / Straight duct has no confirmed centerline length or coordinates. / Emitted as review-only NOTE row because PDF text does not prove the full 3D DATA contract. | Lay out.pdf page 6, line 644 | 0.32 | APPROVED
DATA | 5270 | PDF-P06 |  |  |  |  | AI0527 |  |  |  |  | FITTING | ELBOW_UNKNOWN |  | RECT | [5 empty] | CENTER | 51694 | 24000 | 60094 |  |  |  | 0 | 0 | 1 |  |  |  | XP_ZP | [5 empty] | 300 | 300 | [12 empty] | ELBOW | [21 empty] | INLET |  | OUTLET | [13 empty] | AI-0527 | Elbow Duct Fitting | Elbow Duct Fitting | 1 | EA | AUTO |  |  |  | review=Detected fitting text without a nearby duct size. / Missing confirmed duct dimensions. / Emitted as review-only NOTE row because PDF text does not prove the full 3D DATA contract. | Lay out.pdf page 6, line 646 | 0.35 | APPROVED
DATA | 5280 | PDF-P06 |  | SA |  |  | AI0528 |  |  |  |  | FITTING | ELBOW_RECT |  | RECT | [5 empty] | CENTER | 51694 | 24000 | 60404 |  |  |  | 1 | 0 | 0 |  |  |  | ZP_XP | [5 empty] | 10 | 16 |  |  |  | 10 | 16 |  | 10 | 16 |  |  |  |  | ELBOW | [21 empty] | INLET |  | OUTLET | [13 empty] | AI-0528 | Elbow Duct Fitting | Elbow Duct Fitting | 1 | EA | AUTO |  |  |  | service=SA ¦ printed_size=10x16 in ¦ review=Fitting token was associated from nearby PDF text context; verify grouping. / Emitted as review-only NOTE row because PDF text does not prove the full 3D DATA contract. ¦ TOD=153'-5" | Lay out.pdf page 6, line 648 | 0.8 | APPROVED
DATA | 5290 | PDF-P06 |  | SR |  |  | AI0529 |  |  |  |  | FITTING | ELBOW_RECT |  | RECT | [5 empty] | CENTER | 51718 | 24000 | 60404 |  |  |  | 0 | 0 | 1 |  |  |  | XP_ZP | [5 empty] | 14 | 10 |  |  |  | 14 | 10 |  | 14 | 10 |  |  |  |  | ELBOW | [21 empty] | INLET |  | OUTLET | [13 empty] | AI-0529 | Elbow Duct Fitting | Elbow Duct Fitting | 1 | EA | AUTO |  |  |  | service=SR ¦ printed_size=14x10 in ¦ review=Fitting token was associated from nearby PDF text context; verify grouping. / Emitted as review-only NOTE row because PDF text does not prove the full 3D DATA contract. ¦ TOD=153'-5" | Lay out.pdf page 6, line 651 | 0.8 | APPROVED
DATA | 5300 | PDF-P06 |  |  |  |  | AI0530 |  |  |  |  | FITTING | ELBOW_UNKNOWN |  | RECT | [5 empty] | CENTER | 51718 | 24000 | 60718 |  |  |  | 1 | 0 | 0 |  |  |  | ZP_XP | [5 empty] | 300 | 300 | [12 empty] | ELBOW | [21 empty] | INLET |  | OUTLET | [13 empty] | AI-0530 | Elbow Duct Fitting | Elbow Duct Fitting | 1 | EA | AUTO |  |  |  | review=Detected fitting text without a nearby duct size. / Missing confirmed duct dimensions. / Emitted as review-only NOTE row because PDF text does not prove the full 3D DATA contract. | Lay out.pdf page 6, line 653 | 0.35 | APPROVED
DATA | 5310 | PDF-P06 |  | SA |  |  | AI0531 |  |  |  |  | STRAIGHT | STRAIGHT_RECT |  | RECT | [5 empty] | CENTER | 52018 | 24000 | 60718 | 53518 | 24000 | 60718 | 1 | 0 | 0 |  |  |  | XP_XP |  |  |  | 1500 |  | 14 | 18 |  |  |  | 14 | 18 |  | 14 | 18 |  |  |  |  | NONE | [21 empty] | INLET |  | OUTLET | [13 empty] | AI-0531 | Straight Duct | Straight Duct | 1 | EA | AUTO |  |  |  | service=SA ¦ printed_size=14x18 in ¦ review=Straight duct has no confirmed centerline length or coordinates. / Emitted as review-only NOTE row because PDF text does not prove the full 3D DATA contract. | Lay out.pdf page 6, line 654 | 0.72 | APPROVED
DATA | 5320 | PDF-P06 |  |  |  |  | AI0532 |  |  |  |  | STRAIGHT | STRAIGHT_UNKNOWN |  | RECT | [5 empty] | CENTER | 53518 | 24000 | 60718 | 55018 | 24000 | 60718 | 1 | 0 | 0 |  |  |  | XP_XP |  |  |  | 1500 |  | 300 | 300 | [12 empty] | NONE | [21 empty] | INLET |  | OUTLET | [13 empty] | AI-0532 | Straight Duct | Straight Duct | 1 | EA | AUTO |  |  |  | review=Detected straight duct marker without a nearby duct size. / Missing confirmed duct dimensions. / Straight duct has no confirmed centerline length or coordinates. / Emitted as review-only NOTE row because PDF text does not prove the full 3D DATA contract. | Lay out.pdf page 6, line 656 | 0.32 | APPROVED
DATA | 5330 | PDF-P06 |  | SA |  |  | AI0533 |  |  |  |  | STRAIGHT | STRAIGHT_RECT |  | RECT | [5 empty] | CENTER | 55018 | 24000 | 60718 | 55020 | 24000 | 60718 | 1 | 0 | 0 |  |  |  | XP_XP |  |  |  | 2 | 2 | 14 | 8 |  |  |  | 14 | 8 |  | 14 | 8 |  |  |  |  | NONE | [21 empty] | INLET |  | OUTLET | [13 empty] | AI-0533 | Straight Duct | Straight Duct | 1 | EA | AUTO |  |  |  | service=SA ¦ printed_size=14x8 in ¦ review=Straight length was associated from nearby PDF text context; verify grouping. / Emitted as review-only NOTE row because PDF text does not prove the full 3D DATA contract. ¦ TOD=151'-4" | Lay out.pdf page 6, line 657 | 0.82 | APPROVED
DATA | 5340 | PDF-P06 |  | SA |  |  | AI0534 |  |  |  |  | STRAIGHT | STRAIGHT_RECT |  | RECT | [5 empty] | CENTER | 55020 | 24000 | 60718 | 56520 | 24000 | 60718 | 1 | 0 | 0 |  |  |  | XP_XP |  |  |  | 1500 |  | 10 | 14 |  |  |  | 10 | 14 |  | 10 | 14 |  |  |  |  | NONE | [21 empty] | INLET |  | OUTLET | [13 empty] | AI-0534 | Straight Duct | Straight Duct | 1 | EA | AUTO |  |  |  | service=SA ¦ printed_size=10x14 in ¦ review=Straight duct has no confirmed centerline length or coordinates. / Emitted as review-only NOTE row because PDF text does not prove the full 3D DATA contract. ¦ TOD=153'-2" | Lay out.pdf page 6, line 774 | 0.77 | APPROVED
DATA | 5350 | PDF-P06 |  | SA |  |  | AI0535 |  |  |  |  | STRAIGHT | STRAIGHT_RECT |  | RECT | [5 empty] | CENTER | 56520 | 24000 | 60718 | 58020 | 24000 | 60718 | 1 | 0 | 0 |  |  |  | XP_XP |  |  |  | 1500 |  | 16 | 18 |  |  |  | 16 | 18 |  | 16 | 18 |  |  |  |  | NONE | [21 empty] | INLET |  | OUTLET | [13 empty] | AI-0535 | Straight Duct | Straight Duct | 1 | EA | AUTO |  |  |  | service=SA ¦ printed_size=16x18 in ¦ review=Straight duct has no confirmed centerline length or coordinates. / Emitted as review-only NOTE row because PDF text does not prove the full 3D DATA contract. ¦ TOD=153'-2" | Lay out.pdf page 6, line 778 | 0.77 | APPROVED
DATA | 5360 | PDF-P06 |  | SR |  |  | AI0536 |  |  |  |  | STRAIGHT | STRAIGHT_RECT |  | RECT | [5 empty] | CENTER | 58020 | 24000 | 60718 | 59520 | 24000 | 60718 | 1 | 0 | 0 |  |  |  | XP_XP |  |  |  | 1500 |  | 16 | 10 |  |  |  | 16 | 10 |  | 16 | 10 |  |  |  |  | NONE | [21 empty] | INLET |  | OUTLET | [13 empty] | AI-0536 | Straight Duct | Straight Duct | 1 | EA | AUTO |  |  |  | service=SR ¦ printed_size=16x10 in ¦ review=Straight duct has no confirmed centerline length or coordinates. / Emitted as review-only NOTE row because PDF text does not prove the full 3D DATA contract. ¦ airflow=750 CFM | Lay out.pdf page 6, line 788 | 0.77 | APPROVED
DATA | 5370 | PDF-P06 |  | SR |  |  | AI0537 |  |  |  |  | STRAIGHT | STRAIGHT_RECT |  | RECT | [5 empty] | CENTER | 59520 | 24000 | 60718 | 61020 | 24000 | 60718 | 1 | 0 | 0 |  |  |  | XP_XP |  |  |  | 1500 |  | 16 | 10 |  |  |  | 16 | 10 |  | 16 | 10 |  |  |  |  | NONE | [21 empty] | INLET |  | OUTLET | [13 empty] | AI-0537 | Straight Duct | Straight Duct | 1 | EA | AUTO |  |  |  | service=SR ¦ printed_size=16x10 in ¦ review=Straight duct has no confirmed centerline length or coordinates. / Emitted as review-only NOTE row because PDF text does not prove the full 3D DATA contract. ¦ airflow=750 CFM | Lay out.pdf page 6, line 793 | 0.77 | APPROVED
DATA | 5380 | PDF-P06 |  | SA |  |  | AI0538 |  |  |  |  | STRAIGHT | STRAIGHT_RECT |  | RECT | [5 empty] | CENTER | 61020 | 24000 | 60718 | 62520 | 24000 | 60718 | 1 | 0 | 0 |  |  |  | XP_XP |  |  |  | 1500 |  | 24 | 14 |  |  |  | 24 | 14 |  | 24 | 14 |  |  |  |  | NONE | [21 empty] | INLET |  | OUTLET | [13 empty] | AI-0538 | Straight Duct | Straight Duct | 1 | EA | AUTO |  |  |  | service=SA ¦ printed_size=24x14 in ¦ review=Straight duct has no confirmed centerline length or coordinates. / Emitted as review-only NOTE row because PDF text does not prove the full 3D DATA contract. ¦ airflow=750 CFM ¦ TOD=154'-4" | Lay out.pdf page 6, line 796 | 0.82 | APPROVED
DATA | 5390 | PDF-P06 |  |  |  |  | AI0539 |  |  |  |  | FITTING | ELBOW_UNKNOWN |  | RECT | [5 empty] | CENTER | 62820 | 24000 | 60718 |  |  |  | 0 | 0 | 1 |  |  |  | XP_ZP | [5 empty] | 300 | 300 | [12 empty] | ELBOW | [21 empty] | INLET |  | OUTLET | [13 empty] | AI-0539 | Elbow Duct Fitting | Elbow Duct Fitting | 1 | EA | AUTO |  |  |  | review=Detected fitting text without a nearby duct size. / Missing confirmed duct dimensions. / Emitted as review-only NOTE row because PDF text does not prove the full 3D DATA contract. | Lay out.pdf page 6, line 800 | 0.35 | APPROVED
DATA | 5400 | PDF-P06 |  |  |  |  | AI0540 |  |  |  |  | FITTING | ELBOW_UNKNOWN |  | RECT | [5 empty] | CENTER | 62820 | 24000 | 61318 |  |  |  | 1 | 0 | 0 |  |  |  | ZP_XP | [5 empty] | 300 | 300 | [12 empty] | ELBOW | [21 empty] | INLET |  | OUTLET | [13 empty] | AI-0540 | Elbow Duct Fitting | Elbow Duct Fitting | 1 | EA | AUTO |  |  |  | review=Detected fitting text without a nearby duct size. / Missing confirmed duct dimensions. / Emitted as review-only NOTE row because PDF text does not prove the full 3D DATA contract. | Lay out.pdf page 6, line 804 | 0.35 | APPROVED
DATA | 5410 | PDF-P06 |  | SR |  |  | AI0541 |  |  |  |  | FITTING | ELBOW_RECT |  | RECT | [5 empty] | CENTER | 63128 | 24000 | 61318 |  |  |  | 0 | 0 | 1 |  |  |  | XP_ZP | [5 empty] | 8 | 8 |  |  |  | 8 | 8 |  | 8 | 8 |  |  |  |  | ELBOW | [21 empty] | INLET |  | OUTLET | [13 empty] | AI-0541 | Elbow Duct Fitting | Elbow Duct Fitting | 1 | EA | AUTO |  |  |  | service=SR ¦ printed_size=8x8 in ¦ review=Fitting token was associated from nearby PDF text context; verify grouping. / Emitted as review-only NOTE row because PDF text does not prove the full 3D DATA contract. ¦ airflow=500 CFM | Lay out.pdf page 6, line 808 | 0.8 | APPROVED
DATA | 5420 | PDF-P06 |  |  |  |  | AI0542 |  |  |  |  | FITTING | ELBOW_UNKNOWN |  | RECT | [5 empty] | CENTER | 63128 | 24000 | 61626 |  |  |  | 1 | 0 | 0 |  |  |  | ZP_XP | [5 empty] | 300 | 300 | [12 empty] | ELBOW | [21 empty] | INLET |  | OUTLET | [13 empty] | AI-0542 | Elbow Duct Fitting | Elbow Duct Fitting | 1 | EA | AUTO |  |  |  | review=Detected fitting text without a nearby duct size. / Missing confirmed duct dimensions. / Emitted as review-only NOTE row because PDF text does not prove the full 3D DATA contract. | Lay out.pdf page 6, line 811 | 0.35 | APPROVED
DATA | 5430 | PDF-P06 |  | SA |  |  | AI0543 |  |  |  |  | FITTING | ELBOW_RECT |  | RECT | [5 empty] | CENTER | 63436 | 24000 | 61626 |  |  |  | 0 | 0 | 1 |  |  |  | XP_ZP | [5 empty] | 8 | 8 |  |  |  | 8 | 8 |  | 8 | 8 |  |  |  |  | ELBOW | [21 empty] | INLET |  | OUTLET | [13 empty] | AI-0543 | Elbow Duct Fitting | Elbow Duct Fitting | 1 | EA | AUTO |  |  |  | service=SA ¦ printed_size=8x8 in ¦ review=Fitting token was associated from nearby PDF text context; verify grouping. / Emitted as review-only NOTE row because PDF text does not prove the full 3D DATA contract. ¦ airflow=500 CFM | Lay out.pdf page 6, line 813 | 0.8 | APPROVED
DATA | 5440 | PDF-P06 |  | SA |  |  | AI0544 |  |  |  |  | STRAIGHT | STRAIGHT_RECT |  | RECT | [5 empty] | CENTER | 63436 | 24000 | 61634 | 63436 | 24000 | 63134 | 0 | 0 | 1 |  |  |  | ZP_ZP |  |  |  | 1500 |  | 16 | 28 |  |  |  | 16 | 28 |  | 16 | 28 |  |  |  |  | NONE | [21 empty] | INLET |  | OUTLET | [13 empty] | AI-0544 | Straight Duct | Straight Duct | 1 | EA | AUTO |  |  |  | service=SA ¦ printed_size=16x28 in ¦ review=Straight duct has no confirmed centerline length or coordinates. / Emitted as review-only NOTE row because PDF text does not prove the full 3D DATA contract. ¦ airflow=6000 CFM ¦ TOD=153'-4" | Lay out.pdf page 6, line 818 | 0.82 | APPROVED
DATA | 5450 | PDF-P06 |  | SA |  |  | AI0545 |  |  |  |  | STRAIGHT | STRAIGHT_RECT |  | RECT | [5 empty] | CENTER | 63436 | 24000 | 63134 | 63436 | 24000 | 64634 | 0 | 0 | 1 |  |  |  | ZP_ZP |  |  |  | 1500 |  | 18 | 14 |  |  |  | 18 | 14 |  | 18 | 14 |  |  |  |  | NONE | [21 empty] | INLET |  | OUTLET | [13 empty] | AI-0545 | Straight Duct | Straight Duct | 1 | EA | AUTO |  |  |  | service=SA ¦ printed_size=18x14 in ¦ review=Straight duct has no confirmed centerline length or coordinates. / Emitted as review-only NOTE row because PDF text does not prove the full 3D DATA contract. ¦ airflow=6000 CFM ¦ TOD=153'-4" | Lay out.pdf page 6, line 820 | 0.82 | APPROVED
DATA | 5460 | PDF-P06 |  |  |  |  | AI0546 |  |  |  |  | FITTING | ELBOW_UNKNOWN |  | RECT | [5 empty] | CENTER | 63436 | 24000 | 64934 |  |  |  | 1 | 0 | 0 |  |  |  | ZP_XP | [5 empty] | 300 | 300 | [12 empty] | ELBOW | [21 empty] | INLET |  | OUTLET | [13 empty] | AI-0546 | Elbow Duct Fitting | Elbow Duct Fitting | 1 | EA | AUTO |  |  |  | review=Detected fitting text without a nearby duct size. / Missing confirmed duct dimensions. / Emitted as review-only NOTE row because PDF text does not prove the full 3D DATA contract. | Lay out.pdf page 6, line 827 | 0.35 | APPROVED
DATA | 5470 | PDF-P06 |  | SA |  |  | AI0547 |  |  |  |  | FITTING | ELBOW_RECT |  | RECT | [5 empty] | CENTER | 63744 | 24000 | 64934 |  |  |  | 0 | 0 | 1 |  |  |  | XP_ZP | [5 empty] | 8 | 8 |  |  |  | 8 | 8 |  | 8 | 8 |  |  |  |  | ELBOW | [21 empty] | INLET |  | OUTLET | [13 empty] | AI-0547 | Elbow Duct Fitting | Elbow Duct Fitting | 1 | EA | AUTO |  |  |  | service=SA ¦ printed_size=8x8 in ¦ review=Fitting token was associated from nearby PDF text context; verify grouping. / Emitted as review-only NOTE row because PDF text does not prove the full 3D DATA contract. ¦ airflow=500 CFM | Lay out.pdf page 6, line 830 | 0.8 | APPROVED
DATA | 5480 | PDF-P06 |  |  |  |  | AI0548 |  |  |  |  | FITTING | ELBOW_UNKNOWN |  | RECT | [5 empty] | CENTER | 63744 | 24000 | 65242 |  |  |  | 1 | 0 | 0 |  |  |  | ZP_XP | [5 empty] | 300 | 300 | [12 empty] | ELBOW | [21 empty] | INLET |  | OUTLET | [13 empty] | AI-0548 | Elbow Duct Fitting | Elbow Duct Fitting | 1 | EA | AUTO |  |  |  | review=Detected fitting text without a nearby duct size. / Missing confirmed duct dimensions. / Emitted as review-only NOTE row because PDF text does not prove the full 3D DATA contract. | Lay out.pdf page 6, line 833 | 0.35 | APPROVED
DATA | 5490 | PDF-P06 |  | SR |  |  | AI0549 |  |  |  |  | FITTING | ELBOW_RECT |  | RECT | [5 empty] | CENTER | 64052 | 24000 | 65242 |  |  |  | 0 | 0 | 1 |  |  |  | XP_ZP | [5 empty] | 8 | 8 |  |  |  | 8 | 8 |  | 8 | 8 |  |  |  |  | ELBOW | [21 empty] | INLET |  | OUTLET | [13 empty] | AI-0549 | Elbow Duct Fitting | Elbow Duct Fitting | 1 | EA | AUTO |  |  |  | service=SR ¦ printed_size=8x8 in ¦ review=Fitting token was associated from nearby PDF text context; verify grouping. / Emitted as review-only NOTE row because PDF text does not prove the full 3D DATA contract. ¦ airflow=500 CFM | Lay out.pdf page 6, line 844 | 0.8 | APPROVED
DATA | 5500 | PDF-P06 |  |  |  |  | AI0550 |  |  |  |  | FITTING | ELBOW_UNKNOWN |  | RECT | [5 empty] | CENTER | 64052 | 24000 | 65550 |  |  |  | 1 | 0 | 0 |  |  |  | ZP_XP | [5 empty] | 300 | 300 | [12 empty] | ELBOW | [21 empty] | INLET |  | OUTLET | [13 empty] | AI-0550 | Elbow Duct Fitting | Elbow Duct Fitting | 1 | EA | AUTO |  |  |  | review=Detected fitting text without a nearby duct size. / Missing confirmed duct dimensions. / Emitted as review-only NOTE row because PDF text does not prove the full 3D DATA contract. | Lay out.pdf page 6, line 847 | 0.35 | APPROVED
DATA | 5510 | PDF-P06 |  | SA |  |  | AI0551 |  |  |  |  | STRAIGHT | STRAIGHT_RECT |  | RECT | [5 empty] | CENTER | 64352 | 24000 | 65550 | 65852 | 24000 | 65550 | 1 | 0 | 0 |  |  |  | XP_XP |  |  |  | 1500 |  | 10 | 16 |  |  |  | 10 | 16 |  | 10 | 16 |  |  |  |  | NONE | [21 empty] | INLET |  | OUTLET | [13 empty] | AI-0551 | Straight Duct | Straight Duct | 1 | EA | AUTO |  |  |  | service=SA ¦ printed_size=10x16 in ¦ review=Straight duct has no confirmed centerline length or coordinates. / Emitted as review-only NOTE row because PDF text does not prove the full 3D DATA contract. ¦ TOD=153'-5" | Lay out.pdf page 6, line 851 | 0.77 | APPROVED
DATA | 5520 | PDF-P09 |  | EA |  |  | AI0552 |  |  |  |  | STRAIGHT | STRAIGHT_RECT |  | RECT | [5 empty] | CENTER | 0 | 30000 | 3000 | 1500 | 30000 | 3000 | 1 | 0 | 0 |  |  |  | XP_XP |  |  |  | 1500 |  | 42 | 32 |  |  |  | 42 | 32 |  | 42 | 32 |  |  |  |  | NONE | [21 empty] | INLET |  | OUTLET | [13 empty] | AI-0552 | Straight Duct | Straight Duct | 1 | EA | AUTO |  |  |  | service=EA ¦ printed_size=42x32 in ¦ review=Straight duct has no confirmed centerline length or coordinates. / Emitted as review-only NOTE row because PDF text does not prove the full 3D DATA contract. ¦ airflow=20300 CFM | Lay out.pdf page 9, line 167 | 0.77 | APPROVED
DATA | 5530 | PDF-P09 |  | EA |  |  | AI0553 |  |  |  |  | STRAIGHT | STRAIGHT_RECT |  | RECT | [5 empty] | CENTER | 1500 | 30000 | 3000 | 3000 | 30000 | 3000 | 1 | 0 | 0 |  |  |  | XP_XP |  |  |  | 1500 |  | 10 | 6 |  |  |  | 10 | 6 |  | 10 | 6 |  |  |  |  | NONE | [21 empty] | INLET |  | OUTLET | [13 empty] | AI-0553 | Straight Duct | Straight Duct | 1 | EA | AUTO |  |  |  | service=EA ¦ printed_size=10x6 in ¦ review=Straight duct has no confirmed centerline length or coordinates. / Emitted as review-only NOTE row because PDF text does not prove the full 3D DATA contract. ¦ TOD=148'-11" | Lay out.pdf page 9, line 209 | 0.77 | APPROVED
DATA | 5540 | PDF-P09 |  | EA |  |  | AI0554 |  |  |  |  | STRAIGHT | STRAIGHT_RECT |  | RECT | [5 empty] | CENTER | 3000 | 30000 | 3000 | 4500 | 30000 | 3000 | 1 | 0 | 0 |  |  |  | XP_XP |  |  |  | 1500 |  | 16 | 14 |  |  |  | 16 | 14 |  | 16 | 14 |  |  |  |  | NONE | [21 empty] | INLET |  | OUTLET | [13 empty] | AI-0554 | Straight Duct | Straight Duct | 1 | EA | AUTO |  |  |  | service=EA ¦ printed_size=16x14 in ¦ review=Straight duct has no confirmed centerline length or coordinates. / Emitted as review-only NOTE row because PDF text does not prove the full 3D DATA contract. ¦ airflow=1850 CFM ¦ TOD=149'-3" | Lay out.pdf page 9, line 217 | 0.82 | APPROVED
DATA | 5550 | PDF-P09 |  |  |  |  | AI0555 |  |  |  |  | FITTING | ELBOW_UNKNOWN |  | RECT | [5 empty] | CENTER | 4800 | 30000 | 3000 |  |  |  | 0 | 0 | 1 |  |  |  | XP_ZP | [5 empty] | 300 | 300 | [12 empty] | ELBOW | [21 empty] | INLET |  | OUTLET | [13 empty] | AI-0555 | Elbow Duct Fitting | Elbow Duct Fitting | 1 | EA | AUTO |  |  |  | review=Detected fitting text without a nearby duct size. / Missing confirmed duct dimensions. / Emitted as review-only NOTE row because PDF text does not prove the full 3D DATA contract. | Lay out.pdf page 9, line 222 | 0.35 | APPROVED
DATA | 5560 | PDF-P09 |  |  |  |  | AI0556 |  |  |  |  | STRAIGHT | STRAIGHT_UNKNOWN |  | RECT | [5 empty] | CENTER | 4800 | 30000 | 3300 | 4800 | 30000 | 4800 | 0 | 0 | 1 |  |  |  | ZP_ZP |  |  |  | 1500 |  | 300 | 300 | [12 empty] | NONE | [21 empty] | INLET |  | OUTLET | [13 empty] | AI-0556 | Straight Duct | Straight Duct | 1 | EA | AUTO |  |  |  | review=Detected straight duct marker without a nearby duct size. / Missing confirmed duct dimensions. / Straight duct has no confirmed centerline length or coordinates. / Emitted as review-only NOTE row because PDF text does not prove the full 3D DATA contract. | Lay out.pdf page 9, line 223 | 0.32 | APPROVED
DATA | 5570 | PDF-P09 |  |  |  |  | AI0557 |  |  |  |  | FITTING | ELBOW_UNKNOWN |  | RECT | [5 empty] | CENTER | 4800 | 30000 | 5100 |  |  |  | 1 | 0 | 0 |  |  |  | ZP_XP | [5 empty] | 300 | 300 | [12 empty] | ELBOW | [21 empty] | INLET |  | OUTLET | [13 empty] | AI-0557 | Elbow Duct Fitting | Elbow Duct Fitting | 1 | EA | AUTO |  |  |  | review=Detected fitting text without a nearby duct size. / Missing confirmed duct dimensions. / Emitted as review-only NOTE row because PDF text does not prove the full 3D DATA contract. | Lay out.pdf page 9, line 226 | 0.35 | APPROVED
DATA | 5580 | PDF-P09 |  |  |  |  | AI0558 |  |  |  |  | FITTING | ELBOW_UNKNOWN |  | RECT | [5 empty] | CENTER | 5400 | 30000 | 5100 |  |  |  | 0 | 0 | 1 |  |  |  | XP_ZP | [5 empty] | 300 | 300 | [12 empty] | ELBOW | [21 empty] | INLET |  | OUTLET | [13 empty] | AI-0558 | Elbow Duct Fitting | Elbow Duct Fitting | 1 | EA | AUTO |  |  |  | review=Detected fitting text without a nearby duct size. / Missing confirmed duct dimensions. / Emitted as review-only NOTE row because PDF text does not prove the full 3D DATA contract. | Lay out.pdf page 9, line 229 | 0.35 | APPROVED
DATA | 5590 | PDF-P09 |  | EA |  |  | AI0559 |  |  |  |  | STRAIGHT | STRAIGHT_RECT |  | RECT | [5 empty] | CENTER | 5400 | 30000 | 5400 | 5400 | 30000 | 6900 | 0 | 0 | 1 |  |  |  | ZP_ZP |  |  |  | 1500 |  | 10 | 6 |  |  |  | 10 | 6 |  | 10 | 6 |  |  |  |  | NONE | [21 empty] | INLET |  | OUTLET | [13 empty] | AI-0559 | Straight Duct | Straight Duct | 1 | EA | AUTO |  |  |  | service=EA ¦ printed_size=10x6 in ¦ review=Straight duct has no confirmed centerline length or coordinates. / Emitted as review-only NOTE row because PDF text does not prove the full 3D DATA contract. ¦ TOD=150'-11" | Lay out.pdf page 9, line 233 | 0.77 | APPROVED
DATA | 5600 | PDF-P09 |  | EA |  |  | AI0560 |  |  |  |  | STRAIGHT | STRAIGHT_RECT |  | RECT | [5 empty] | CENTER | 5400 | 30000 | 6900 | 5400 | 30000 | 8400 | 0 | 0 | 1 |  |  |  | ZP_ZP |  |  |  | 1500 |  | 6 | 10 |  |  |  | 6 | 10 |  | 6 | 10 |  |  |  |  | NONE | [21 empty] | INLET |  | OUTLET | [13 empty] | AI-0560 | Straight Duct | Straight Duct | 1 | EA | AUTO |  |  |  | service=EA ¦ printed_size=6x10 in ¦ review=Straight duct has no confirmed centerline length or coordinates. / Emitted as review-only NOTE row because PDF text does not prove the full 3D DATA contract. ¦ airflow=100 CFM ¦ TOD=150'-11" | Lay out.pdf page 9, line 241 | 0.82 | APPROVED
DATA | 5610 | PDF-P09 |  | EA |  |  | AI0561 |  |  |  |  | STRAIGHT | STRAIGHT_RECT |  | RECT | [5 empty] | CENTER | 5400 | 30000 | 8400 | 5400 | 30000 | 8409 | 0 | 0 | 1 |  |  |  | ZP_ZP |  |  |  | 9 | 9 | 16 | 14 |  |  |  | 16 | 14 |  | 16 | 14 |  |  |  |  | NONE | [21 empty] | INLET |  | OUTLET | [13 empty] | AI-0561 | Straight Duct | Straight Duct | 1 | EA | AUTO |  |  |  | service=EA ¦ printed_size=16x14 in ¦ review=Straight length was associated from nearby PDF text context; verify grouping. / Emitted as review-only NOTE row because PDF text does not prove the full 3D DATA contract. ¦ TOD=149'-3" | Lay out.pdf page 9, line 297 | 0.82 | APPROVED
DATA | 5620 | PDF-P09 |  |  |  |  | AI0562 |  |  |  |  | STRAIGHT | STRAIGHT_UNKNOWN |  | RECT | [5 empty] | CENTER | 5400 | 30000 | 8409 | 5400 | 30000 | 9909 | 0 | 0 | 1 |  |  |  | ZP_ZP |  |  |  | 1500 |  | 300 | 300 | [12 empty] | NONE | [21 empty] | INLET |  | OUTLET | [13 empty] | AI-0562 | Straight Duct | Straight Duct | 1 | EA | AUTO |  |  |  | review=Detected straight duct marker without a nearby duct size. / Missing confirmed duct dimensions. / Straight duct has no confirmed centerline length or coordinates. / Emitted as review-only NOTE row because PDF text does not prove the full 3D DATA contract. | Lay out.pdf page 9, line 300 | 0.32 | APPROVED
DATA | 5630 | PDF-P09 |  |  |  |  | AI0563 |  |  |  |  | FITTING | ELBOW_UNKNOWN |  | RECT | [5 empty] | CENTER | 5400 | 30000 | 10209 |  |  |  | 1 | 0 | 0 |  |  |  | ZP_XP | [5 empty] | 300 | 300 | [12 empty] | ELBOW | [21 empty] | INLET |  | OUTLET | [13 empty] | AI-0563 | Elbow Duct Fitting | Elbow Duct Fitting | 1 | EA | AUTO |  |  |  | review=Detected fitting text without a nearby duct size. / Missing confirmed duct dimensions. / Emitted as review-only NOTE row because PDF text does not prove the full 3D DATA contract. | Lay out.pdf page 9, line 302 | 0.35 | APPROVED
DATA | 5640 | PDF-P09 |  | EA |  |  | AI0564 |  |  |  |  | STRAIGHT | STRAIGHT_RECT |  | RECT | [5 empty] | CENTER | 5700 | 30000 | 10209 | 7200 | 30000 | 10209 | 1 | 0 | 0 |  |  |  | XP_XP |  |  |  | 1500 |  | 6 | 10 |  |  |  | 6 | 10 |  | 6 | 10 |  |  |  |  | NONE | [21 empty] | INLET |  | OUTLET | [13 empty] | AI-0564 | Straight Duct | Straight Duct | 1 | EA | AUTO |  |  |  | service=EA ¦ printed_size=6x10 in ¦ review=Straight duct has no confirmed centerline length or coordinates. / Emitted as review-only NOTE row because PDF text does not prove the full 3D DATA contract. ¦ TOD=149'-3" | Lay out.pdf page 9, line 303 | 0.77 | APPROVED
DATA | 5650 | PDF-P09 |  |  |  |  | AI0565 |  |  |  |  | STRAIGHT | STRAIGHT_UNKNOWN |  | RECT | [5 empty] | CENTER | 7200 | 30000 | 10209 | 8700 | 30000 | 10209 | 1 | 0 | 0 |  |  |  | XP_XP |  |  |  | 1500 |  | 300 | 300 | [12 empty] | NONE | [21 empty] | INLET |  | OUTLET | [13 empty] | AI-0565 | Straight Duct | Straight Duct | 1 | EA | AUTO |  |  |  | review=Detected straight duct marker without a nearby duct size. / Missing confirmed duct dimensions. / Straight duct has no confirmed centerline length or coordinates. / Emitted as review-only NOTE row because PDF text does not prove the full 3D DATA contract. | Lay out.pdf page 9, line 304 | 0.32 | APPROVED
DATA | 5660 | PDF-P09 |  | EA |  |  | AI0566 |  |  |  |  | STRAIGHT | STRAIGHT_RECT |  | RECT | [5 empty] | CENTER | 8700 | 30000 | 10209 | 10200 | 30000 | 10209 | 1 | 0 | 0 |  |  |  | XP_XP |  |  |  | 1500 |  | 14 | 16 |  |  |  | 14 | 16 |  | 14 | 16 |  |  |  |  | NONE | [21 empty] | INLET |  | OUTLET | [13 empty] | AI-0566 | Straight Duct | Straight Duct | 1 | EA | AUTO |  |  |  | service=EA ¦ printed_size=14x16 in ¦ review=Straight duct has no confirmed centerline length or coordinates. / Emitted as review-only NOTE row because PDF text does not prove the full 3D DATA contract. ¦ TOD=149'-3" | Lay out.pdf page 9, line 305 | 0.77 | APPROVED
DATA | 5670 | PDF-P09 |  | EA |  |  | AI0567 |  |  |  |  | STRAIGHT | STRAIGHT_RECT |  | RECT | [5 empty] | CENTER | 10200 | 30000 | 10209 | 11700 | 30000 | 10209 | 1 | 0 | 0 |  |  |  | XP_XP |  |  |  | 1500 |  | 32 | 42 |  |  |  | 32 | 42 |  | 32 | 42 |  |  |  |  | NONE | [21 empty] | INLET |  | OUTLET | [13 empty] | AI-0567 | Straight Duct | Straight Duct | 1 | EA | AUTO |  |  |  | service=EA ¦ printed_size=32x42 in ¦ review=Straight duct has no confirmed centerline length or coordinates. / Emitted as review-only NOTE row because PDF text does not prove the full 3D DATA contract. | Lay out.pdf page 9, line 318 | 0.72 | APPROVED
DATA | 5680 | PDF-P09 |  |  |  |  | AI0568 |  |  |  |  | STRAIGHT | STRAIGHT_UNKNOWN |  | RECT | [5 empty] | CENTER | 11700 | 30000 | 10209 | 13200 | 30000 | 10209 | 1 | 0 | 0 |  |  |  | XP_XP |  |  |  | 1500 |  | 300 | 300 | [12 empty] | NONE | [21 empty] | INLET |  | OUTLET | [13 empty] | AI-0568 | Straight Duct | Straight Duct | 1 | EA | AUTO |  |  |  | review=Detected straight duct marker without a nearby duct size. / Missing confirmed duct dimensions. / Straight duct has no confirmed centerline length or coordinates. / Emitted as review-only NOTE row because PDF text does not prove the full 3D DATA contract. | Lay out.pdf page 9, line 363 | 0.32 | APPROVED
DATA | 5690 | PDF-P09 |  | EA |  |  | AI0569 |  |  |  |  | STRAIGHT | STRAIGHT_RECT |  | RECT | [5 empty] | CENTER | 13200 | 30000 | 10209 | 14700 | 30000 | 10209 | 1 | 0 | 0 |  |  |  | XP_XP |  |  |  | 1500 |  | 14 | 16 |  |  |  | 14 | 16 |  | 14 | 16 |  |  |  |  | NONE | [21 empty] | INLET |  | OUTLET | [13 empty] | AI-0569 | Straight Duct | Straight Duct | 1 | EA | AUTO |  |  |  | service=EA ¦ printed_size=14x16 in ¦ review=Straight duct has no confirmed centerline length or coordinates. / Emitted as review-only NOTE row because PDF text does not prove the full 3D DATA contract. ¦ airflow=2200 CFM ¦ TOD=149'-3" | Lay out.pdf page 9, line 367 | 0.82 | APPROVED
DATA | 5700 | PDF-P09 |  | EA |  |  | AI0570 |  |  |  |  | STRAIGHT | STRAIGHT_RECT |  | RECT | [5 empty] | CENTER | 14700 | 30000 | 10209 | 16200 | 30000 | 10209 | 1 | 0 | 0 |  |  |  | XP_XP |  |  |  | 1500 |  | 42 | 32 |  |  |  | 42 | 32 |  | 42 | 32 |  |  |  |  | NONE | [21 empty] | INLET |  | OUTLET | [13 empty] | AI-0570 | Straight Duct | Straight Duct | 1 | EA | AUTO |  |  |  | service=EA ¦ printed_size=42x32 in ¦ review=Straight duct has no confirmed centerline length or coordinates. / Emitted as review-only NOTE row because PDF text does not prove the full 3D DATA contract. ¦ airflow=18100 CFM ¦ TOD=153'-10" | Lay out.pdf page 9, line 375 | 0.82 | APPROVED
DATA | 5710 | PDF-P09 |  | SA |  |  | AI0571 |  |  |  |  | STRAIGHT | STRAIGHT_RECT |  | RECT | [5 empty] | CENTER | 16200 | 30000 | 10209 | 17700 | 30000 | 10209 | 1 | 0 | 0 |  |  |  | XP_XP |  |  |  | 1500 |  | 16 | 14 |  |  |  | 16 | 14 |  | 16 | 14 |  |  |  |  | NONE | [21 empty] | INLET |  | OUTLET | [13 empty] | AI-0571 | Straight Duct | Straight Duct | 1 | EA | AUTO |  |  |  | service=SA ¦ printed_size=16x14 in ¦ review=Straight duct has no confirmed centerline length or coordinates. / Emitted as review-only NOTE row because PDF text does not prove the full 3D DATA contract. ¦ airflow=18100 CFM ¦ TOD=153'-10" | Lay out.pdf page 9, line 377 | 0.82 | APPROVED
DATA | 5720 | PDF-P09 |  | SA |  |  | AI0572 |  |  |  |  | FITTING | ELBOW_RECT |  | RECT | [5 empty] | CENTER | 17724 | 30000 | 10209 |  |  |  | 0 | 0 | 1 |  |  |  | XP_ZP | [5 empty] | 24 | 14 |  |  |  | 24 | 14 |  | 24 | 14 |  |  |  |  | ELBOW | [21 empty] | INLET |  | OUTLET | [13 empty] | AI-0572 | Elbow Duct Fitting | Elbow Duct Fitting | 1 | EA | AUTO |  |  |  | service=SA ¦ printed_size=24x14 in ¦ review=Fitting token was associated from nearby PDF text context; verify grouping. / Emitted as review-only NOTE row because PDF text does not prove the full 3D DATA contract. ¦ airflow=2200 CFM ¦ TOD=153'-10" | Lay out.pdf page 9, line 380 | 0.85 | APPROVED
DATA | 5730 | PDF-P09 |  |  |  |  | AI0573 |  |  |  |  | FITTING | ELBOW_UNKNOWN |  | RECT | [5 empty] | CENTER | 17724 | 30000 | 10533 |  |  |  | 1 | 0 | 0 |  |  |  | ZP_XP | [5 empty] | 300 | 300 | [12 empty] | ELBOW | [21 empty] | INLET |  | OUTLET | [13 empty] | AI-0573 | Elbow Duct Fitting | Elbow Duct Fitting | 1 | EA | AUTO |  |  |  | review=Detected fitting text without a nearby duct size. / Missing confirmed duct dimensions. / Emitted as review-only NOTE row because PDF text does not prove the full 3D DATA contract. | Lay out.pdf page 9, line 383 | 0.35 | APPROVED
DATA | 5740 | PDF-P09 |  |  |  |  | AI0574 |  |  |  |  | STRAIGHT | STRAIGHT_UNKNOWN |  | RECT | [5 empty] | CENTER | 18024 | 30000 | 10533 | 19524 | 30000 | 10533 | 1 | 0 | 0 |  |  |  | XP_XP |  |  |  | 1500 |  | 300 | 300 | [12 empty] | NONE | [21 empty] | INLET |  | OUTLET | [13 empty] | AI-0574 | Straight Duct | Straight Duct | 1 | EA | AUTO |  |  |  | review=Detected straight duct marker without a nearby duct size. / Missing confirmed duct dimensions. / Straight duct has no confirmed centerline length or coordinates. / Emitted as review-only NOTE row because PDF text does not prove the full 3D DATA contract. | Lay out.pdf page 9, line 384 | 0.32 | APPROVED
DATA | 5750 | PDF-P09 |  |  |  |  | AI0575 |  |  |  |  | FITTING | ELBOW_UNKNOWN |  | RECT | [5 empty] | CENTER | 19824 | 30000 | 10533 |  |  |  | 0 | 0 | 1 |  |  |  | XP_ZP | [5 empty] | 300 | 300 | [12 empty] | ELBOW | [21 empty] | INLET |  | OUTLET | [13 empty] | AI-0575 | Elbow Duct Fitting | Elbow Duct Fitting | 1 | EA | AUTO |  |  |  | review=Detected fitting text without a nearby duct size. / Missing confirmed duct dimensions. / Emitted as review-only NOTE row because PDF text does not prove the full 3D DATA contract. | Lay out.pdf page 9, line 387 | 0.35 | APPROVED
DATA | 5760 | PDF-P09 |  |  |  |  | AI0576 |  |  |  |  | FITTING | ELBOW_UNKNOWN |  | RECT | [5 empty] | CENTER | 19824 | 30000 | 11133 |  |  |  | 1 | 0 | 0 |  |  |  | ZP_XP | [5 empty] | 300 | 300 | [12 empty] | ELBOW | [21 empty] | INLET |  | OUTLET | [13 empty] | AI-0576 | Elbow Duct Fitting | Elbow Duct Fitting | 1 | EA | AUTO |  |  |  | review=Detected fitting text without a nearby duct size. / Missing confirmed duct dimensions. / Emitted as review-only NOTE row because PDF text does not prove the full 3D DATA contract. | Lay out.pdf page 9, line 391 | 0.35 | APPROVED
DATA | 5770 | PDF-P09 |  |  |  |  | AI0577 |  |  |  |  | FITTING | ELBOW_UNKNOWN |  | RECT | [5 empty] | CENTER | 20424 | 30000 | 11133 |  |  |  | 0 | 0 | 1 |  |  |  | XP_ZP | [5 empty] | 300 | 300 | [12 empty] | ELBOW | [21 empty] | INLET |  | OUTLET | [13 empty] | AI-0577 | Elbow Duct Fitting | Elbow Duct Fitting | 1 | EA | AUTO |  |  |  | review=Detected fitting text without a nearby duct size. / Missing confirmed duct dimensions. / Emitted as review-only NOTE row because PDF text does not prove the full 3D DATA contract. | Lay out.pdf page 9, line 393 | 0.35 | APPROVED
DATA | 5780 | PDF-P09 |  |  |  |  | AI0578 |  |  |  |  | STRAIGHT | STRAIGHT_UNKNOWN |  | RECT | [5 empty] | CENTER | 20424 | 30000 | 11433 | 20424 | 30000 | 12933 | 0 | 0 | 1 |  |  |  | ZP_ZP |  |  |  | 1500 |  | 300 | 300 | [12 empty] | NONE | [21 empty] | INLET |  | OUTLET | [13 empty] | AI-0578 | Straight Duct | Straight Duct | 1 | EA | AUTO |  |  |  | review=Detected straight duct marker without a nearby duct size. / Missing confirmed duct dimensions. / Straight duct has no confirmed centerline length or coordinates. / Emitted as review-only NOTE row because PDF text does not prove the full 3D DATA contract. | Lay out.pdf page 9, line 394 | 0.32 | APPROVED
DATA | 5790 | PDF-P09 |  |  |  |  | AI0579 |  |  |  |  | STRAIGHT | STRAIGHT_UNKNOWN |  | RECT | [5 empty] | CENTER | 20424 | 30000 | 12933 | 20424 | 30000 | 14433 | 0 | 0 | 1 |  |  |  | ZP_ZP |  |  |  | 1500 |  | 300 | 300 | [12 empty] | NONE | [21 empty] | INLET |  | OUTLET | [13 empty] | AI-0579 | Straight Duct | Straight Duct | 1 | EA | AUTO |  |  |  | review=Detected straight duct marker without a nearby duct size. / Missing confirmed duct dimensions. / Straight duct has no confirmed centerline length or coordinates. / Emitted as review-only NOTE row because PDF text does not prove the full 3D DATA contract. | Lay out.pdf page 9, line 395 | 0.32 | APPROVED
DATA | 5800 | PDF-P09 |  |  |  |  | AI0580 |  |  |  |  | FITTING | ELBOW_UNKNOWN |  | RECT | [5 empty] | CENTER | 20424 | 30000 | 14733 |  |  |  | 1 | 0 | 0 |  |  |  | ZP_XP | [5 empty] | 300 | 300 | [12 empty] | ELBOW | [21 empty] | INLET |  | OUTLET | [13 empty] | AI-0580 | Elbow Duct Fitting | Elbow Duct Fitting | 1 | EA | AUTO |  |  |  | review=Detected fitting text without a nearby duct size. / Missing confirmed duct dimensions. / Emitted as review-only NOTE row because PDF text does not prove the full 3D DATA contract. | Lay out.pdf page 9, line 397 | 0.35 | APPROVED
DATA | 5810 | PDF-P09 |  |  |  |  | AI0581 |  |  |  |  | STRAIGHT | STRAIGHT_UNKNOWN |  | RECT | [5 empty] | CENTER | 20724 | 30000 | 14733 | 22224 | 30000 | 14733 | 1 | 0 | 0 |  |  |  | XP_XP |  |  |  | 1500 |  | 300 | 300 | [12 empty] | NONE | [21 empty] | INLET |  | OUTLET | [13 empty] | AI-0581 | Straight Duct | Straight Duct | 1 | EA | AUTO |  |  |  | review=Detected straight duct marker without a nearby duct size. / Missing confirmed duct dimensions. / Straight duct has no confirmed centerline length or coordinates. / Emitted as review-only NOTE row because PDF text does not prove the full 3D DATA contract. | Lay out.pdf page 9, line 398 | 0.32 | APPROVED
DATA | 5820 | PDF-P09 |  |  |  |  | AI0582 |  |  |  |  | FITTING | ELBOW_UNKNOWN |  | RECT | [5 empty] | CENTER | 22524 | 30000 | 14733 |  |  |  | 0 | 0 | 1 |  |  |  | XP_ZP | [5 empty] | 300 | 300 | [12 empty] | ELBOW | [21 empty] | INLET |  | OUTLET | [13 empty] | AI-0582 | Elbow Duct Fitting | Elbow Duct Fitting | 1 | EA | AUTO |  |  |  | review=Detected fitting text without a nearby duct size. / Missing confirmed duct dimensions. / Emitted as review-only NOTE row because PDF text does not prove the full 3D DATA contract. | Lay out.pdf page 9, line 402 | 0.35 | APPROVED
DATA | 5830 | PDF-P09 |  |  |  |  | AI0583 |  |  |  |  | FITTING | ELBOW_UNKNOWN |  | RECT | [5 empty] | CENTER | 22524 | 30000 | 15333 |  |  |  | 1 | 0 | 0 |  |  |  | ZP_XP | [5 empty] | 300 | 300 | [12 empty] | ELBOW | [21 empty] | INLET |  | OUTLET | [13 empty] | AI-0583 | Elbow Duct Fitting | Elbow Duct Fitting | 1 | EA | AUTO |  |  |  | review=Detected fitting text without a nearby duct size. / Missing confirmed duct dimensions. / Emitted as review-only NOTE row because PDF text does not prove the full 3D DATA contract. | Lay out.pdf page 9, line 404 | 0.35 | APPROVED
DATA | 5840 | PDF-P09 |  |  |  |  | AI0584 |  |  |  |  | STRAIGHT | STRAIGHT_UNKNOWN |  | RECT | [5 empty] | CENTER | 22824 | 30000 | 15333 | 24324 | 30000 | 15333 | 1 | 0 | 0 |  |  |  | XP_XP |  |  |  | 1500 |  | 300 | 300 | [12 empty] | NONE | [21 empty] | INLET |  | OUTLET | [13 empty] | AI-0584 | Straight Duct | Straight Duct | 1 | EA | AUTO |  |  |  | review=Detected straight duct marker without a nearby duct size. / Missing confirmed duct dimensions. / Straight duct has no confirmed centerline length or coordinates. / Emitted as review-only NOTE row because PDF text does not prove the full 3D DATA contract. | Lay out.pdf page 9, line 406 | 0.32 | APPROVED
DATA | 5850 | PDF-P09 |  |  |  |  | AI0585 |  |  |  |  | STRAIGHT | STRAIGHT_UNKNOWN |  | RECT | [5 empty] | CENTER | 24324 | 30000 | 15333 | 25824 | 30000 | 15333 | 1 | 0 | 0 |  |  |  | XP_XP |  |  |  | 1500 |  | 300 | 300 | [12 empty] | NONE | [21 empty] | INLET |  | OUTLET | [13 empty] | AI-0585 | Straight Duct | Straight Duct | 1 | EA | AUTO |  |  |  | review=Detected straight duct marker without a nearby duct size. / Missing confirmed duct dimensions. / Straight duct has no confirmed centerline length or coordinates. / Emitted as review-only NOTE row because PDF text does not prove the full 3D DATA contract. | Lay out.pdf page 9, line 407 | 0.32 | APPROVED
DATA | 5860 | PDF-P09 |  | SA |  |  | AI0586 |  |  |  |  | STRAIGHT | STRAIGHT_RECT |  | RECT | [5 empty] | CENTER | 25824 | 30000 | 15333 | 25837 | 30000 | 15333 | 1 | 0 | 0 |  |  |  | XP_XP |  |  |  | 13 | 13 | 8 | 14 |  |  |  | 8 | 14 |  | 8 | 14 |  |  |  |  | NONE | [21 empty] | INLET |  | OUTLET | [13 empty] | AI-0586 | Straight Duct | Straight Duct | 1 | EA | AUTO |  |  |  | service=SA ¦ printed_size=8x14 in ¦ review=Straight length was associated from nearby PDF text context; verify grouping. / Emitted as review-only NOTE row because PDF text does not prove the full 3D DATA contract. ¦ TOD=145'-9" | Lay out.pdf page 9, line 410 | 0.82 | APPROVED
DATA | 5870 | PDF-P09 |  | SR |  |  | AI0587 |  |  |  |  | STRAIGHT | STRAIGHT_RECT |  | RECT | [5 empty] | CENTER | 25837 | 30000 | 15333 | 27337 | 30000 | 15333 | 1 | 0 | 0 |  |  |  | XP_XP |  |  |  | 1500 |  | 8 | 14 |  |  |  | 8 | 14 |  | 8 | 14 |  |  |  |  | NONE | [21 empty] | INLET |  | OUTLET | [13 empty] | AI-0587 | Straight Duct | Straight Duct | 1 | EA | AUTO |  |  |  | service=SR ¦ printed_size=8x14 in ¦ review=Straight duct has no confirmed centerline length or coordinates. / Emitted as review-only NOTE row because PDF text does not prove the full 3D DATA contract. ¦ airflow=500 CFM | Lay out.pdf page 9, line 415 | 0.77 | APPROVED
DATA | 5880 | PDF-P09 |  | SR |  |  | AI0588 |  |  |  |  | STRAIGHT | STRAIGHT_RECT |  | RECT | [5 empty] | CENTER | 27337 | 30000 | 15333 | 28837 | 30000 | 15333 | 1 | 0 | 0 |  |  |  | XP_XP |  |  |  | 1500 |  | 8 | 14 |  |  |  | 8 | 14 |  | 8 | 14 |  |  |  |  | NONE | [21 empty] | INLET |  | OUTLET | [13 empty] | AI-0588 | Straight Duct | Straight Duct | 1 | EA | AUTO |  |  |  | service=SR ¦ printed_size=8x14 in ¦ review=Straight duct has no confirmed centerline length or coordinates. / Emitted as review-only NOTE row because PDF text does not prove the full 3D DATA contract. ¦ airflow=500 CFM | Lay out.pdf page 9, line 419 | 0.77 | APPROVED
DATA | 5890 | PDF-P09 |  | SA |  |  | AI0589 |  |  |  |  | STRAIGHT | STRAIGHT_RECT |  | RECT | [5 empty] | CENTER | 28837 | 30000 | 15333 | 30337 | 30000 | 15333 | 1 | 0 | 0 |  |  |  | XP_XP |  |  |  | 1500 |  | 24 | 14 |  |  |  | 24 | 14 |  | 24 | 14 |  |  |  |  | NONE | [21 empty] | INLET |  | OUTLET | [13 empty] | AI-0589 | Straight Duct | Straight Duct | 1 | EA | AUTO |  |  |  | service=SA ¦ printed_size=24x14 in ¦ review=Straight duct has no confirmed centerline length or coordinates. / Emitted as review-only NOTE row because PDF text does not prove the full 3D DATA contract. ¦ airflow=500 CFM ¦ TOD=153'-10" | Lay out.pdf page 9, line 422 | 0.82 | APPROVED
DATA | 5900 | PDF-P09 |  | SA |  |  | AI0590 |  |  |  |  | STRAIGHT | STRAIGHT_RECT |  | RECT | [5 empty] | CENTER | 30337 | 30000 | 15333 | 31837 | 30000 | 15333 | 1 | 0 | 0 |  |  |  | XP_XP |  |  |  | 1500 |  | 24 | 14 |  |  |  | 24 | 14 |  | 24 | 14 |  |  |  |  | NONE | [21 empty] | INLET |  | OUTLET | [13 empty] | AI-0590 | Straight Duct | Straight Duct | 1 | EA | AUTO |  |  |  | service=SA ¦ printed_size=24x14 in ¦ review=Straight duct has no confirmed centerline length or coordinates. / Emitted as review-only NOTE row because PDF text does not prove the full 3D DATA contract. ¦ TOD=153'-10" | Lay out.pdf page 9, line 424 | 0.77 | APPROVED
DATA | 5910 | PDF-P09 |  | SA |  |  | AI0591 |  |  |  |  | STRAIGHT | STRAIGHT_RECT |  | RECT | [5 empty] | CENTER | 31837 | 30000 | 15333 | 33337 | 30000 | 15333 | 1 | 0 | 0 |  |  |  | XP_XP |  |  |  | 1500 |  | 14 | 16 |  |  |  | 14 | 16 |  | 14 | 16 |  |  |  |  | NONE | [21 empty] | INLET |  | OUTLET | [13 empty] | AI-0591 | Straight Duct | Straight Duct | 1 | EA | AUTO |  |  |  | service=SA ¦ printed_size=14x16 in ¦ review=Straight duct has no confirmed centerline length or coordinates. / Emitted as review-only NOTE row because PDF text does not prove the full 3D DATA contract. ¦ TOD=153'-10" | Lay out.pdf page 9, line 426 | 0.77 | APPROVED
DATA | 5920 | PDF-P09 |  |  |  |  | AI0592 |  |  |  |  | FITTING | ELBOW_UNKNOWN |  | RECT | [5 empty] | CENTER | 33637 | 30000 | 15333 |  |  |  | 0 | 0 | 1 |  |  |  | XP_ZP | [5 empty] | 300 | 300 | [12 empty] | ELBOW | [21 empty] | INLET |  | OUTLET | [13 empty] | AI-0592 | Elbow Duct Fitting | Elbow Duct Fitting | 1 | EA | AUTO |  |  |  | review=Detected fitting text without a nearby duct size. / Missing confirmed duct dimensions. / Emitted as review-only NOTE row because PDF text does not prove the full 3D DATA contract. | Lay out.pdf page 9, line 430 | 0.35 | APPROVED
DATA | 5930 | PDF-P09 |  |  |  |  | AI0593 |  |  |  |  | FITTING | ELBOW_UNKNOWN |  | RECT | [5 empty] | CENTER | 33637 | 30000 | 15933 |  |  |  | 1 | 0 | 0 |  |  |  | ZP_XP | [5 empty] | 300 | 300 | [12 empty] | ELBOW | [21 empty] | INLET |  | OUTLET | [13 empty] | AI-0593 | Elbow Duct Fitting | Elbow Duct Fitting | 1 | EA | AUTO |  |  |  | review=Detected fitting text without a nearby duct size. / Missing confirmed duct dimensions. / Emitted as review-only NOTE row because PDF text does not prove the full 3D DATA contract. | Lay out.pdf page 9, line 441 | 0.35 | APPROVED
DATA | 5940 | PDF-P09 |  | SA |  |  | AI0594 |  |  |  |  | FITTING | ELBOW_RECT |  | RECT | [5 empty] | CENTER | 33945 | 30000 | 15933 |  |  |  | 0 | 0 | 1 |  |  |  | XP_ZP | [5 empty] | 8 | 14 |  |  |  | 8 | 14 |  | 8 | 14 |  |  |  |  | ELBOW | [21 empty] | INLET |  | OUTLET | [13 empty] | AI-0594 | Elbow Duct Fitting | Elbow Duct Fitting | 1 | EA | AUTO |  |  |  | service=SA ¦ printed_size=8x14 in ¦ review=Fitting token was associated from nearby PDF text context; verify grouping. / Emitted as review-only NOTE row because PDF text does not prove the full 3D DATA contract. ¦ TOD=153'-7" | Lay out.pdf page 9, line 442 | 0.8 | APPROVED
DATA | 5950 | PDF-P09 |  | SR |  |  | AI0595 |  |  |  |  | STRAIGHT | STRAIGHT_RECT |  | RECT | [5 empty] | CENTER | 33945 | 30000 | 15941 | 33945 | 30000 | 17441 | 0 | 0 | 1 |  |  |  | ZP_ZP |  |  |  | 1500 |  | 14 | 8 |  |  |  | 14 | 8 |  | 14 | 8 |  |  |  |  | NONE | [21 empty] | INLET |  | OUTLET | [13 empty] | AI-0595 | Straight Duct | Straight Duct | 1 | EA | AUTO |  |  |  | service=SR ¦ printed_size=14x8 in ¦ review=Straight duct has no confirmed centerline length or coordinates. / Emitted as review-only NOTE row because PDF text does not prove the full 3D DATA contract. ¦ airflow=500 CFM ¦ TOD=153'-7" | Lay out.pdf page 9, line 446 | 0.82 | APPROVED
DATA | 5960 | PDF-P09 |  | SR |  |  | AI0596 |  |  |  |  | FITTING | ELBOW_RECT |  | RECT | [5 empty] | CENTER | 33945 | 30000 | 17449 |  |  |  | 1 | 0 | 0 |  |  |  | ZP_XP | [5 empty] | 8 | 16 |  |  |  | 8 | 16 |  | 8 | 16 |  |  |  |  | ELBOW | [21 empty] | INLET |  | OUTLET | [13 empty] | AI-0596 | Elbow Duct Fitting | Elbow Duct Fitting | 1 | EA | AUTO |  |  |  | service=SR ¦ printed_size=8x16 in ¦ review=Fitting token was associated from nearby PDF text context; verify grouping. / Emitted as review-only NOTE row because PDF text does not prove the full 3D DATA contract. ¦ airflow=500 CFM | Lay out.pdf page 9, line 451 | 0.8 | APPROVED
DATA | 5970 | PDF-P09 |  |  |  |  | AI0597 |  |  |  |  | FITTING | ELBOW_UNKNOWN |  | RECT | [5 empty] | CENTER | 34253 | 30000 | 17449 |  |  |  | 0 | 0 | 1 |  |  |  | XP_ZP | [5 empty] | 300 | 300 | [12 empty] | ELBOW | [21 empty] | INLET |  | OUTLET | [13 empty] | AI-0597 | Elbow Duct Fitting | Elbow Duct Fitting | 1 | EA | AUTO |  |  |  | review=Detected fitting text without a nearby duct size. / Missing confirmed duct dimensions. / Emitted as review-only NOTE row because PDF text does not prove the full 3D DATA contract. | Lay out.pdf page 9, line 454 | 0.35 | APPROVED
DATA | 5980 | PDF-P09 |  | SR |  |  | AI0598 |  |  |  |  | FITTING | ELBOW_RECT |  | RECT | [5 empty] | CENTER | 34253 | 30000 | 17763 |  |  |  | 1 | 0 | 0 |  |  |  | ZP_XP | [5 empty] | 14 | 8 |  |  |  | 14 | 8 |  | 14 | 8 |  |  |  |  | ELBOW | [21 empty] | INLET |  | OUTLET | [13 empty] | AI-0598 | Elbow Duct Fitting | Elbow Duct Fitting | 1 | EA | AUTO |  |  |  | service=SR ¦ printed_size=14x8 in ¦ review=Fitting token was associated from nearby PDF text context; verify grouping. / Emitted as review-only NOTE row because PDF text does not prove the full 3D DATA contract. ¦ airflow=500 CFM | Lay out.pdf page 9, line 457 | 0.8 | APPROVED
DATA | 5990 | PDF-P09 |  |  |  |  | AI0599 |  |  |  |  | STRAIGHT | STRAIGHT_UNKNOWN |  | RECT | [5 empty] | CENTER | 34267 | 30000 | 17763 | 35767 | 30000 | 17763 | 1 | 0 | 0 |  |  |  | XP_XP |  |  |  | 1500 |  | 300 | 300 | [12 empty] | NONE | [21 empty] | INLET |  | OUTLET | [13 empty] | AI-0599 | Straight Duct | Straight Duct | 1 | EA | AUTO |  |  |  | review=Detected straight duct marker without a nearby duct size. / Missing confirmed duct dimensions. / Straight duct has no confirmed centerline length or coordinates. / Emitted as review-only NOTE row because PDF text does not prove the full 3D DATA contract. | Lay out.pdf page 9, line 463 | 0.32 | APPROVED
DATA | 6000 | PDF-P09 |  |  |  |  | AI0600 |  |  |  |  | FITTING | ELBOW_UNKNOWN |  | RECT | [5 empty] | CENTER | 36067 | 30000 | 17763 |  |  |  | 0 | 0 | 1 |  |  |  | XP_ZP | [5 empty] | 300 | 300 | [12 empty] | ELBOW | [21 empty] | INLET |  | OUTLET | [13 empty] | AI-0600 | Elbow Duct Fitting | Elbow Duct Fitting | 1 | EA | AUTO |  |  |  | review=Detected fitting text without a nearby duct size. / Missing confirmed duct dimensions. / Emitted as review-only NOTE row because PDF text does not prove the full 3D DATA contract. | Lay out.pdf page 9, line 465 | 0.35 | APPROVED
DATA | 6010 | PDF-P09 |  |  |  |  | AI0601 |  |  |  |  | FITTING | ELBOW_UNKNOWN |  | RECT | [5 empty] | CENTER | 36067 | 30000 | 18363 |  |  |  | 1 | 0 | 0 |  |  |  | ZP_XP | [5 empty] | 300 | 300 | [12 empty] | ELBOW | [21 empty] | INLET |  | OUTLET | [13 empty] | AI-0601 | Elbow Duct Fitting | Elbow Duct Fitting | 1 | EA | AUTO |  |  |  | review=Detected fitting text without a nearby duct size. / Missing confirmed duct dimensions. / Emitted as review-only NOTE row because PDF text does not prove the full 3D DATA contract. | Lay out.pdf page 9, line 468 | 0.35 | APPROVED
DATA | 6020 | PDF-P09 |  |  |  |  | AI0602 |  |  |  |  | FITTING | WYE_UNKNOWN |  | RECT | [5 empty] | CENTER | 36742 | 30000 | 18363 |  |  |  | 1 | 0 | 0 |  |  |  | XP_XP_BRANCH_YP | [5 empty] | 300 | 300 | [9 empty] | 300 | 300 |  | WYE |  | 90 | [19 empty] | INLET |  | OUTLET | [13 empty] | AI-0602 | Wye Duct Fitting | Wye Duct Fitting | 1 | EA | AUTO |  |  |  | review=Detected fitting text without a nearby duct size. / Missing confirmed duct dimensions. / Branch fitting needs confirmed branch port geometry before DATA export. / Emitted as review-only NOTE row because PDF text does not prove the full 3D DATA contract. | Lay out.pdf page 9, line 471 | 0.35 | APPROVED
DATA | 6030 | PDF-P09 |  | SA |  |  | AI0603 |  |  |  |  | FITTING | WYE_RECT |  | RECT | [5 empty] | CENTER | 37317 | 30000 | 18363 |  |  |  | 1 | 0 | 0 |  |  |  | XP_XP_BRANCH_YP | [5 empty] | 22 | 16 |  |  |  | 22 | 16 |  | 22 | 16 |  | 22 | 16 |  | WYE |  | 90 | [19 empty] | INLET |  | OUTLET | [13 empty] | AI-0603 | Wye Duct Fitting | Wye Duct Fitting | 1 | EA | AUTO |  |  |  | service=SA ¦ printed_size=22x16 in ¦ review=Fitting token was associated from nearby PDF text context; verify grouping. / Branch fitting needs confirmed branch port geometry before DATA export. / Emitted as review-only NOTE row because PDF text does not prove the full 3D DATA contract. ¦ TOD=153'-10" | Lay out.pdf page 9, line 472 | 0.8 | APPROVED
DATA | 6040 | PDF-P09 |  |  |  |  | AI0604 |  |  |  |  | FITTING | ELBOW_UNKNOWN |  | RECT | [5 empty] | CENTER | 37817 | 30000 | 18363 |  |  |  | 0 | 0 | 1 |  |  |  | XP_ZP | [5 empty] | 300 | 300 | [12 empty] | ELBOW | [21 empty] | INLET |  | OUTLET | [13 empty] | AI-0604 | Elbow Duct Fitting | Elbow Duct Fitting | 1 | EA | AUTO |  |  |  | review=Detected fitting text without a nearby duct size. / Missing confirmed duct dimensions. / Emitted as review-only NOTE row because PDF text does not prove the full 3D DATA contract. | Lay out.pdf page 9, line 475 | 0.35 | APPROVED
DATA | 6050 | PDF-P09 |  | SA |  |  | AI0605 |  |  |  |  | STRAIGHT | STRAIGHT_RECT |  | RECT | [5 empty] | CENTER | 37817 | 30000 | 18663 | 37817 | 30000 | 20163 | 0 | 0 | 1 |  |  |  | ZP_ZP |  |  |  | 1500 |  | 16 | 22 |  |  |  | 16 | 22 |  | 16 | 22 |  |  |  |  | NONE | [21 empty] | INLET |  | OUTLET | [13 empty] | AI-0605 | Straight Duct | Straight Duct | 1 | EA | AUTO |  |  |  | service=SA ¦ printed_size=16x22 in ¦ review=Straight duct has no confirmed centerline length or coordinates. / Emitted as review-only NOTE row because PDF text does not prove the full 3D DATA contract. ¦ airflow=1000 CFM ¦ TOD=153'-10" | Lay out.pdf page 9, line 479 | 0.82 | APPROVED
DATA | 6060 | PDF-P09 |  | SA |  |  | AI0606 |  |  |  |  | STRAIGHT | STRAIGHT_RECT |  | RECT | [5 empty] | CENTER | 37817 | 30000 | 20163 | 37817 | 30000 | 21663 | 0 | 0 | 1 |  |  |  | ZP_ZP |  |  |  | 1500 |  | 16 | 8 |  |  |  | 16 | 8 |  | 16 | 8 |  |  |  |  | NONE | [21 empty] | INLET |  | OUTLET | [13 empty] | AI-0606 | Straight Duct | Straight Duct | 1 | EA | AUTO |  |  |  | service=SA ¦ printed_size=16x8 in ¦ review=Straight duct has no confirmed centerline length or coordinates. / Emitted as review-only NOTE row because PDF text does not prove the full 3D DATA contract. ¦ airflow=1000 CFM ¦ TOD=153'-10" | Lay out.pdf page 9, line 481 | 0.82 | APPROVED
DATA | 6070 | PDF-P09 |  | SR |  |  | AI0607 |  |  |  |  | STRAIGHT | STRAIGHT_RECT |  | RECT | [5 empty] | CENTER | 37817 | 30000 | 21663 | 37817 | 30000 | 23163 | 0 | 0 | 1 |  |  |  | ZP_ZP |  |  |  | 1500 |  | 8 | 8 |  |  |  | 8 | 8 |  | 8 | 8 |  |  |  |  | NONE | [21 empty] | INLET |  | OUTLET | [13 empty] | AI-0607 | Straight Duct | Straight Duct | 1 | EA | AUTO |  |  |  | service=SR ¦ printed_size=8x8 in ¦ review=Straight duct has no confirmed centerline length or coordinates. / Emitted as review-only NOTE row because PDF text does not prove the full 3D DATA contract. ¦ airflow=1000 CFM | Lay out.pdf page 9, line 485 | 0.77 | APPROVED
DATA | 6080 | PDF-P09 |  | SA |  |  | AI0608 |  |  |  |  | FITTING | WYE_RECT |  | RECT | [5 empty] | CENTER | 37817 | 30000 | 23363 |  |  |  | 0 | 0 | 1 |  |  |  | ZP_ZP_BRANCH_YP | [5 empty] | 8 | 8 |  |  |  | 8 | 8 |  | 8 | 8 |  | 8 | 8 |  | WYE |  | 90 | [19 empty] | INLET |  | OUTLET | [13 empty] | AI-0608 | Wye Duct Fitting | Wye Duct Fitting | 1 | EA | AUTO |  |  |  | service=SA ¦ printed_size=8x8 in ¦ review=Fitting token was associated from nearby PDF text context; verify grouping. / Branch fitting needs confirmed branch port geometry before DATA export. / Emitted as review-only NOTE row because PDF text does not prove the full 3D DATA contract. ¦ airflow=500 CFM ¦ TOD=147'-5" | Lay out.pdf page 9, line 488 | 0.85 | APPROVED
DATA | 6090 | PDF-P09 |  |  |  |  | AI0609 |  |  |  |  | FITTING | WYE_UNKNOWN |  | RECT | [5 empty] | CENTER | 37817 | 30000 | 23938 |  |  |  | 0 | 0 | 1 |  |  |  | ZP_ZP_BRANCH_YP | [5 empty] | 300 | 300 | [9 empty] | 300 | 300 |  | WYE |  | 90 | [19 empty] | INLET |  | OUTLET | [13 empty] | AI-0609 | Wye Duct Fitting | Wye Duct Fitting | 1 | EA | AUTO |  |  |  | review=Detected fitting text without a nearby duct size. / Missing confirmed duct dimensions. / Branch fitting needs confirmed branch port geometry before DATA export. / Emitted as review-only NOTE row because PDF text does not prove the full 3D DATA contract. | Lay out.pdf page 9, line 491 | 0.35 | APPROVED
DATA | 6100 | PDF-P09 |  |  |  |  | AI0610 |  |  |  |  | STRAIGHT | STRAIGHT_UNKNOWN |  | RECT | [5 empty] | CENTER | 37817 | 30000 | 24313 | 37817 | 30000 | 25813 | 0 | 0 | 1 |  |  |  | ZP_ZP |  |  |  | 1500 |  | 300 | 300 | [12 empty] | NONE | [21 empty] | INLET |  | OUTLET | [13 empty] | AI-0610 | Straight Duct | Straight Duct | 1 | EA | AUTO |  |  |  | review=Detected straight duct marker without a nearby duct size. / Missing confirmed duct dimensions. / Straight duct has no confirmed centerline length or coordinates. / Emitted as review-only NOTE row because PDF text does not prove the full 3D DATA contract. | Lay out.pdf page 9, line 492 | 0.32 | APPROVED
DATA | 6110 | PDF-P09 |  |  |  |  | AI0611 |  |  |  |  | STRAIGHT | STRAIGHT_UNKNOWN |  | RECT | [5 empty] | CENTER | 37817 | 30000 | 25813 | 37817 | 30000 | 27313 | 0 | 0 | 1 |  |  |  | ZP_ZP |  |  |  | 1500 |  | 300 | 300 | [12 empty] | NONE | [21 empty] | INLET |  | OUTLET | [13 empty] | AI-0611 | Straight Duct | Straight Duct | 1 | EA | AUTO |  |  |  | review=Detected straight duct marker without a nearby duct size. / Missing confirmed duct dimensions. / Straight duct has no confirmed centerline length or coordinates. / Emitted as review-only NOTE row because PDF text does not prove the full 3D DATA contract. | Lay out.pdf page 9, line 495 | 0.32 | APPROVED
DATA | 6120 | PDF-P09 |  |  |  |  | AI0612 |  |  |  |  | FITTING | ELBOW_UNKNOWN |  | RECT | [5 empty] | CENTER | 37817 | 30000 | 27613 |  |  |  | 1 | 0 | 0 |  |  |  | ZP_XP | [5 empty] | 300 | 300 | [12 empty] | ELBOW | [21 empty] | INLET |  | OUTLET | [13 empty] | AI-0612 | Elbow Duct Fitting | Elbow Duct Fitting | 1 | EA | AUTO |  |  |  | review=Detected fitting text without a nearby duct size. / Missing confirmed duct dimensions. / Emitted as review-only NOTE row because PDF text does not prove the full 3D DATA contract. | Lay out.pdf page 9, line 497 | 0.35 | APPROVED
DATA | 6130 | PDF-P09 |  | SA |  |  | AI0613 |  |  |  |  | STRAIGHT | STRAIGHT_RECT |  | RECT | [5 empty] | CENTER | 38117 | 30000 | 27613 | 39617 | 30000 | 27613 | 1 | 0 | 0 |  |  |  | XP_XP |  |  |  | 1500 |  | 8 | 8 |  |  |  | 8 | 8 |  | 8 | 8 |  |  |  |  | NONE | [21 empty] | INLET |  | OUTLET | [13 empty] | AI-0613 | Straight Duct | Straight Duct | 1 | EA | AUTO |  |  |  | service=SA ¦ printed_size=8x8 in ¦ review=Straight duct has no confirmed centerline length or coordinates. / Emitted as review-only NOTE row because PDF text does not prove the full 3D DATA contract. ¦ TOD=145'-5" | Lay out.pdf page 9, line 498 | 0.77 | APPROVED
DATA | 6140 | PDF-P09 |  |  |  |  | AI0614 |  |  |  |  | FITTING | ELBOW_UNKNOWN |  | RECT | [5 empty] | CENTER | 39917 | 30000 | 27613 |  |  |  | 0 | 0 | 1 |  |  |  | XP_ZP | [5 empty] | 300 | 300 | [12 empty] | ELBOW | [21 empty] | INLET |  | OUTLET | [13 empty] | AI-0614 | Elbow Duct Fitting | Elbow Duct Fitting | 1 | EA | AUTO |  |  |  | review=Detected fitting text without a nearby duct size. / Missing confirmed duct dimensions. / Emitted as review-only NOTE row because PDF text does not prove the full 3D DATA contract. | Lay out.pdf page 9, line 501 | 0.35 | APPROVED
DATA | 6150 | PDF-P09 |  | SA |  |  | AI0615 |  |  |  |  | STRAIGHT | STRAIGHT_RECT |  | RECT | [5 empty] | CENTER | 39917 | 30000 | 27913 | 39917 | 30000 | 29413 | 0 | 0 | 1 |  |  |  | ZP_ZP |  |  |  | 1500 |  | 8 | 14 |  |  |  | 8 | 14 |  | 8 | 14 |  |  |  |  | NONE | [21 empty] | INLET |  | OUTLET | [13 empty] | AI-0615 | Straight Duct | Straight Duct | 1 | EA | AUTO |  |  |  | service=SA ¦ printed_size=8x14 in ¦ review=Straight duct has no confirmed centerline length or coordinates. / Emitted as review-only NOTE row because PDF text does not prove the full 3D DATA contract. ¦ TOD=145'-9" | Lay out.pdf page 9, line 503 | 0.77 | APPROVED
DATA | 6160 | PDF-P09 |  |  |  |  | AI0616 |  |  |  |  | STRAIGHT | STRAIGHT_UNKNOWN |  | RECT | [5 empty] | CENTER | 39917 | 30000 | 29413 | 39917 | 30000 | 30913 | 0 | 0 | 1 |  |  |  | ZP_ZP |  |  |  | 1500 |  | 300 | 300 | [12 empty] | NONE | [21 empty] | INLET |  | OUTLET | [13 empty] | AI-0616 | Straight Duct | Straight Duct | 1 | EA | AUTO |  |  |  | review=Detected straight duct marker without a nearby duct size. / Missing confirmed duct dimensions. / Straight duct has no confirmed centerline length or coordinates. / Emitted as review-only NOTE row because PDF text does not prove the full 3D DATA contract. | Lay out.pdf page 9, line 505 | 0.32 | APPROVED
DATA | 6170 | PDF-P09 |  |  |  |  | AI0617 |  |  |  |  | FITTING | ELBOW_UNKNOWN |  | RECT | [5 empty] | CENTER | 39917 | 30000 | 31213 |  |  |  | 1 | 0 | 0 |  |  |  | ZP_XP | [5 empty] | 300 | 300 | [12 empty] | ELBOW | [21 empty] | INLET |  | OUTLET | [13 empty] | AI-0617 | Elbow Duct Fitting | Elbow Duct Fitting | 1 | EA | AUTO |  |  |  | review=Detected fitting text without a nearby duct size. / Missing confirmed duct dimensions. / Emitted as review-only NOTE row because PDF text does not prove the full 3D DATA contract. | Lay out.pdf page 9, line 507 | 0.35 | APPROVED
DATA | 6180 | PDF-P09 |  | SR |  |  | AI0618 |  |  |  |  | FITTING | ELBOW_RECT |  | RECT | [5 empty] | CENTER | 40231 | 30000 | 31213 |  |  |  | 0 | 0 | 1 |  |  |  | XP_ZP | [5 empty] | 14 | 8 |  |  |  | 14 | 8 |  | 14 | 8 |  |  |  |  | ELBOW | [21 empty] | INLET |  | OUTLET | [13 empty] | AI-0618 | Elbow Duct Fitting | Elbow Duct Fitting | 1 | EA | AUTO |  |  |  | service=SR ¦ printed_size=14x8 in ¦ review=Fitting token was associated from nearby PDF text context; verify grouping. / Emitted as review-only NOTE row because PDF text does not prove the full 3D DATA contract. ¦ airflow=500 CFM | Lay out.pdf page 9, line 510 | 0.8 | APPROVED
DATA | 6190 | PDF-P09 |  | SA |  |  | AI0619 |  |  |  |  | STRAIGHT | STRAIGHT_RECT |  | RECT | [5 empty] | CENTER | 40231 | 30000 | 31227 | 40231 | 30000 | 32727 | 0 | 0 | 1 |  |  |  | ZP_ZP |  |  |  | 1500 |  | 24 | 14 |  |  |  | 24 | 14 |  | 24 | 14 |  |  |  |  | NONE | [21 empty] | INLET |  | OUTLET | [13 empty] | AI-0619 | Straight Duct | Straight Duct | 1 | EA | AUTO |  |  |  | service=SA ¦ printed_size=24x14 in ¦ review=Straight duct has no confirmed centerline length or coordinates. / Emitted as review-only NOTE row because PDF text does not prove the full 3D DATA contract. ¦ airflow=500 CFM ¦ TOD=154'-4" | Lay out.pdf page 9, line 513 | 0.82 | APPROVED
DATA | 6200 | PDF-P09 |  |  |  |  | AI0620 |  |  |  |  | FITTING | WYE_UNKNOWN |  | RECT | [5 empty] | CENTER | 40231 | 30000 | 33102 |  |  |  | 0 | 0 | 1 |  |  |  | ZP_ZP_BRANCH_YP | [5 empty] | 300 | 300 | [9 empty] | 300 | 300 |  | WYE |  | 90 | [19 empty] | INLET |  | OUTLET | [13 empty] | AI-0620 | Wye Duct Fitting | Wye Duct Fitting | 1 | EA | AUTO |  |  |  | review=Detected fitting text without a nearby duct size. / Missing confirmed duct dimensions. / Branch fitting needs confirmed branch port geometry before DATA export. / Emitted as review-only NOTE row because PDF text does not prove the full 3D DATA contract. | Lay out.pdf page 9, line 518 | 0.35 | APPROVED
DATA | 6210 | PDF-P09 |  |  |  |  | AI0621 |  |  |  |  | FITTING | ELBOW_UNKNOWN |  | RECT | [5 empty] | CENTER | 40231 | 30000 | 33777 |  |  |  | 1 | 0 | 0 |  |  |  | ZP_XP | [5 empty] | 300 | 300 | [12 empty] | ELBOW | [21 empty] | INLET |  | OUTLET | [13 empty] | AI-0621 | Elbow Duct Fitting | Elbow Duct Fitting | 1 | EA | AUTO |  |  |  | review=Detected fitting text without a nearby duct size. / Missing confirmed duct dimensions. / Emitted as review-only NOTE row because PDF text does not prove the full 3D DATA contract. | Lay out.pdf page 9, line 520 | 0.35 | APPROVED
DATA | 6220 | PDF-P09 |  |  |  |  | AI0622 |  |  |  |  | STRAIGHT | STRAIGHT_UNKNOWN |  | RECT | [5 empty] | CENTER | 40531 | 30000 | 33777 | 42031 | 30000 | 33777 | 1 | 0 | 0 |  |  |  | XP_XP |  |  |  | 1500 |  | 300 | 300 | [12 empty] | NONE | [21 empty] | INLET |  | OUTLET | [13 empty] | AI-0622 | Straight Duct | Straight Duct | 1 | EA | AUTO |  |  |  | review=Detected straight duct marker without a nearby duct size. / Missing confirmed duct dimensions. / Straight duct has no confirmed centerline length or coordinates. / Emitted as review-only NOTE row because PDF text does not prove the full 3D DATA contract. | Lay out.pdf page 9, line 521 | 0.32 | APPROVED
DATA | 6230 | PDF-P09 |  |  |  |  | AI0623 |  |  |  |  | FITTING | ELBOW_UNKNOWN |  | RECT | [5 empty] | CENTER | 42331 | 30000 | 33777 |  |  |  | 0 | 0 | 1 |  |  |  | XP_ZP | [5 empty] | 300 | 300 | [12 empty] | ELBOW | [21 empty] | INLET |  | OUTLET | [13 empty] | AI-0623 | Elbow Duct Fitting | Elbow Duct Fitting | 1 | EA | AUTO |  |  |  | review=Detected fitting text without a nearby duct size. / Missing confirmed duct dimensions. / Emitted as review-only NOTE row because PDF text does not prove the full 3D DATA contract. | Lay out.pdf page 9, line 523 | 0.35 | APPROVED
DATA | 6240 | PDF-P09 |  |  |  |  | AI0624 |  |  |  |  | STRAIGHT | STRAIGHT_UNKNOWN |  | RECT | [5 empty] | CENTER | 42331 | 30000 | 34077 | 42331 | 30000 | 35577 | 0 | 0 | 1 |  |  |  | ZP_ZP |  |  |  | 1500 |  | 300 | 300 | [12 empty] | NONE | [21 empty] | INLET |  | OUTLET | [13 empty] | AI-0624 | Straight Duct | Straight Duct | 1 | EA | AUTO |  |  |  | review=Detected straight duct marker without a nearby duct size. / Missing confirmed duct dimensions. / Straight duct has no confirmed centerline length or coordinates. / Emitted as review-only NOTE row because PDF text does not prove the full 3D DATA contract. | Lay out.pdf page 9, line 524 | 0.32 | APPROVED
DATA | 6250 | PDF-P09 |  | SR |  |  | AI0625 |  |  |  |  | STRAIGHT | STRAIGHT_RECT |  | RECT | [5 empty] | CENTER | 42331 | 30000 | 35577 | 42331 | 30000 | 35589 | 0 | 0 | 1 |  |  |  | ZP_ZP |  |  |  | 12 | 12 | 8 | 8 |  |  |  | 8 | 8 |  | 8 | 8 |  |  |  |  | NONE | [21 empty] | INLET |  | OUTLET | [13 empty] | AI-0625 | Straight Duct | Straight Duct | 1 | EA | AUTO |  |  |  | service=SR ¦ printed_size=8x8 in ¦ review=Straight length was associated from nearby PDF text context; verify grouping. / Emitted as review-only NOTE row because PDF text does not prove the full 3D DATA contract. ¦ airflow=500 CFM | Lay out.pdf page 9, line 527 | 0.82 | APPROVED
DATA | 6260 | PDF-P09 |  | SR |  |  | AI0626 |  |  |  |  | FITTING | ELBOW_RECT |  | RECT | [5 empty] | CENTER | 42331 | 30000 | 35597 |  |  |  | 1 | 0 | 0 |  |  |  | ZP_XP | [5 empty] | 8 | 14 |  |  |  | 8 | 14 |  | 8 | 14 |  |  |  |  | ELBOW | [21 empty] | INLET |  | OUTLET | [13 empty] | AI-0626 | Elbow Duct Fitting | Elbow Duct Fitting | 1 | EA | AUTO |  |  |  | service=SR ¦ printed_size=8x14 in ¦ review=Fitting token was associated from nearby PDF text context; verify grouping. / Emitted as review-only NOTE row because PDF text does not prove the full 3D DATA contract. ¦ airflow=500 CFM | Lay out.pdf page 9, line 539 | 0.8 | APPROVED
DATA | 6270 | PDF-P09 |  |  |  |  | AI0627 |  |  |  |  | FITTING | ELBOW_UNKNOWN |  | RECT | [5 empty] | CENTER | 42639 | 30000 | 35597 |  |  |  | 0 | 0 | 1 |  |  |  | XP_ZP | [5 empty] | 300 | 300 | [12 empty] | ELBOW | [21 empty] | INLET |  | OUTLET | [13 empty] | AI-0627 | Elbow Duct Fitting | Elbow Duct Fitting | 1 | EA | AUTO |  |  |  | review=Detected fitting text without a nearby duct size. / Missing confirmed duct dimensions. / Emitted as review-only NOTE row because PDF text does not prove the full 3D DATA contract. | Lay out.pdf page 9, line 542 | 0.35 | APPROVED
DATA | 6280 | PDF-P09 |  | SA |  |  | AI0628 |  |  |  |  | FITTING | ELBOW_RECT |  | RECT | [5 empty] | CENTER | 42639 | 30000 | 35905 |  |  |  | 1 | 0 | 0 |  |  |  | ZP_XP | [5 empty] | 8 | 14 |  |  |  | 8 | 14 |  | 8 | 14 |  |  |  |  | ELBOW | [21 empty] | INLET |  | OUTLET | [13 empty] | AI-0628 | Elbow Duct Fitting | Elbow Duct Fitting | 1 | EA | AUTO |  |  |  | service=SA ¦ printed_size=8x14 in ¦ review=Fitting token was associated from nearby PDF text context; verify grouping. / Emitted as review-only NOTE row because PDF text does not prove the full 3D DATA contract. ¦ airflow=500 CFM ¦ TOD=145'-9" | Lay out.pdf page 9, line 543 | 0.85 | APPROVED
DATA | 6290 | PDF-P09 |  |  |  |  | AI0629 |  |  |  |  | FITTING | ELBOW_UNKNOWN |  | RECT | [5 empty] | CENTER | 42947 | 30000 | 35905 |  |  |  | 0 | 0 | 1 |  |  |  | XP_ZP | [5 empty] | 300 | 300 | [12 empty] | ELBOW | [21 empty] | INLET |  | OUTLET | [13 empty] | AI-0629 | Elbow Duct Fitting | Elbow Duct Fitting | 1 | EA | AUTO |  |  |  | review=Detected fitting text without a nearby duct size. / Missing confirmed duct dimensions. / Emitted as review-only NOTE row because PDF text does not prove the full 3D DATA contract. | Lay out.pdf page 9, line 547 | 0.35 | APPROVED
DATA | 6300 | PDF-P09 |  |  |  |  | AI0630 |  |  |  |  | STRAIGHT | STRAIGHT_UNKNOWN |  | RECT | [5 empty] | CENTER | 42947 | 30000 | 36205 | 42947 | 30000 | 37705 | 0 | 0 | 1 |  |  |  | ZP_ZP |  |  |  | 1500 |  | 300 | 300 | [12 empty] | NONE | [21 empty] | INLET |  | OUTLET | [13 empty] | AI-0630 | Straight Duct | Straight Duct | 1 | EA | AUTO |  |  |  | review=Detected straight duct marker without a nearby duct size. / Missing confirmed duct dimensions. / Straight duct has no confirmed centerline length or coordinates. / Emitted as review-only NOTE row because PDF text does not prove the full 3D DATA contract. | Lay out.pdf page 9, line 548 | 0.32 | APPROVED
DATA | 6310 | PDF-P09 |  |  |  |  | AI0631 |  |  |  |  | STRAIGHT | STRAIGHT_UNKNOWN |  | RECT | [5 empty] | CENTER | 42947 | 30000 | 37705 | 42947 | 30000 | 39205 | 0 | 0 | 1 |  |  |  | ZP_ZP |  |  |  | 1500 |  | 300 | 300 | [12 empty] | NONE | [21 empty] | INLET |  | OUTLET | [13 empty] | AI-0631 | Straight Duct | Straight Duct | 1 | EA | AUTO |  |  |  | review=Detected straight duct marker without a nearby duct size. / Missing confirmed duct dimensions. / Straight duct has no confirmed centerline length or coordinates. / Emitted as review-only NOTE row because PDF text does not prove the full 3D DATA contract. | Lay out.pdf page 9, line 549 | 0.32 | APPROVED
DATA | 6320 | PDF-P09 |  |  |  |  | AI0632 |  |  |  |  | FITTING | TEE_UNKNOWN |  | RECT | [5 empty] | CENTER | 42947 | 30000 | 39580 |  |  |  | 0 | 0 | 1 |  |  |  | ZP_ZP_BRANCH_YP | [5 empty] | 300 | 300 | [9 empty] | 300 | 300 |  | TEE |  | 90 | [19 empty] | INLET |  | OUTLET | [13 empty] | AI-0632 | Tee Duct Fitting | Tee Duct Fitting | 1 | EA | AUTO |  |  |  | review=Detected fitting text without a nearby duct size. / Missing confirmed duct dimensions. / Branch fitting needs confirmed branch port geometry before DATA export. / Emitted as review-only NOTE row because PDF text does not prove the full 3D DATA contract. | Lay out.pdf page 9, line 551 | 0.35 | APPROVED
DATA | 6330 | PDF-P10 |  | SA |  |  | AI0633 |  |  |  |  | STRAIGHT | STRAIGHT_RECT |  | RECT | [5 empty] | CENTER | 0 | 36000 | 3000 | 1500 | 36000 | 3000 | 1 | 0 | 0 |  |  |  | XP_XP |  |  |  | 1500 |  | 14 | 12 |  |  |  | 14 | 12 |  | 14 | 12 |  |  |  |  | NONE | [21 empty] | INLET |  | OUTLET | [13 empty] | AI-0633 | Straight Duct | Straight Duct | 1 | EA | AUTO |  |  |  | service=SA ¦ printed_size=14x12 in ¦ review=Straight duct has no confirmed centerline length or coordinates. / Emitted as review-only NOTE row because PDF text does not prove the full 3D DATA contract. ¦ airflow=950 CFM ¦ TOD=170'-0" | Lay out.pdf page 10, line 163 | 0.82 | APPROVED
DATA | 6340 | PDF-P10 |  | EA |  |  | AI0634 |  |  |  |  | STRAIGHT | STRAIGHT_RECT |  | RECT | [5 empty] | CENTER | 1500 | 36000 | 3000 | 3000 | 36000 | 3000 | 1 | 0 | 0 |  |  |  | XP_XP |  |  |  | 1500 |  | 12 | 8 |  |  |  | 12 | 8 |  | 12 | 8 |  |  |  |  | NONE | [21 empty] | INLET |  | OUTLET | [13 empty] | AI-0634 | Straight Duct | Straight Duct | 1 | EA | AUTO |  |  |  | service=EA ¦ printed_size=12x8 in ¦ review=Straight duct has no confirmed centerline length or coordinates. / Emitted as review-only NOTE row because PDF text does not prove the full 3D DATA contract. ¦ TOD=170'-5" | Lay out.pdf page 10, line 169 | 0.77 | APPROVED
DATA | 6350 | PDF-P10 |  | EA |  |  | AI0635 |  |  |  |  | STRAIGHT | STRAIGHT_RECT |  | RECT | [5 empty] | CENTER | 3000 | 36000 | 3000 | 4500 | 36000 | 3000 | 1 | 0 | 0 |  |  |  | XP_XP |  |  |  | 1500 |  | 14 | 12 |  |  |  | 14 | 12 |  | 14 | 12 |  |  |  |  | NONE | [21 empty] | INLET |  | OUTLET | [13 empty] | AI-0635 | Straight Duct | Straight Duct | 1 | EA | AUTO |  |  |  | service=EA ¦ printed_size=14x12 in ¦ review=Straight duct has no confirmed centerline length or coordinates. / Emitted as review-only NOTE row because PDF text does not prove the full 3D DATA contract. ¦ TOD=170'-5" | Lay out.pdf page 10, line 171 | 0.77 | APPROVED
DATA | 6360 | PDF-P10 |  | SA |  |  | AI0636 |  |  |  |  | STRAIGHT | STRAIGHT_RECT |  | RECT | [5 empty] | CENTER | 4500 | 36000 | 3000 | 6000 | 36000 | 3000 | 1 | 0 | 0 |  |  |  | XP_XP |  |  |  | 1500 |  | 14 | 10 |  |  |  | 14 | 10 |  | 14 | 10 |  |  |  |  | NONE | [21 empty] | INLET |  | OUTLET | [13 empty] | AI-0636 | Straight Duct | Straight Duct | 1 | EA | AUTO |  |  |  | service=SA ¦ printed_size=14x10 in ¦ review=Straight duct has no confirmed centerline length or coordinates. / Emitted as review-only NOTE row because PDF text does not prove the full 3D DATA contract. ¦ TOD=170'-5" | Lay out.pdf page 10, line 173 | 0.77 | APPROVED
DATA | 6370 | PDF-P10 |  |  |  |  | AI0637 |  |  |  |  | FITTING | ELBOW_UNKNOWN |  | RECT | [5 empty] | CENTER | 6300 | 36000 | 3000 |  |  |  | 0 | 0 | 1 |  |  |  | XP_ZP | [5 empty] | 300 | 300 | [12 empty] | ELBOW | [21 empty] | INLET |  | OUTLET | [13 empty] | AI-0637 | Elbow Duct Fitting | Elbow Duct Fitting | 1 | EA | AUTO |  |  |  | review=Detected fitting text without a nearby duct size. / Missing confirmed duct dimensions. / Emitted as review-only NOTE row because PDF text does not prove the full 3D DATA contract. | Lay out.pdf page 10, line 193 | 0.35 | APPROVED
DATA | 6380 | PDF-P10 |  |  |  |  | AI0638 |  |  |  |  | FITTING | ELBOW_UNKNOWN |  | RECT | [5 empty] | CENTER | 6300 | 36000 | 3600 |  |  |  | 1 | 0 | 0 |  |  |  | ZP_XP | [5 empty] | 300 | 300 | [12 empty] | ELBOW | [21 empty] | INLET |  | OUTLET | [13 empty] | AI-0638 | Elbow Duct Fitting | Elbow Duct Fitting | 1 | EA | AUTO |  |  |  | review=Detected fitting text without a nearby duct size. / Missing confirmed duct dimensions. / Emitted as review-only NOTE row because PDF text does not prove the full 3D DATA contract. | Lay out.pdf page 10, line 196 | 0.35 | APPROVED
DATA | 6390 | PDF-P10 |  |  |  |  | AI0639 |  |  |  |  | STRAIGHT | STRAIGHT_UNKNOWN |  | RECT | [5 empty] | CENTER | 6600 | 36000 | 3600 | 8100 | 36000 | 3600 | 1 | 0 | 0 |  |  |  | XP_XP |  |  |  | 1500 |  | 300 | 300 | [12 empty] | NONE | [21 empty] | INLET |  | OUTLET | [13 empty] | AI-0639 | Straight Duct | Straight Duct | 1 | EA | AUTO |  |  |  | review=Detected straight duct marker without a nearby duct size. / Missing confirmed duct dimensions. / Straight duct has no confirmed centerline length or coordinates. / Emitted as review-only NOTE row because PDF text does not prove the full 3D DATA contract. | Lay out.pdf page 10, line 199 | 0.32 | APPROVED
DATA | 6400 | PDF-P10 |  |  |  |  | AI0640 |  |  |  |  | STRAIGHT | STRAIGHT_UNKNOWN |  | RECT | [5 empty] | CENTER | 8100 | 36000 | 3600 | 9600 | 36000 | 3600 | 1 | 0 | 0 |  |  |  | XP_XP |  |  |  | 1500 |  | 300 | 300 | [12 empty] | NONE | [21 empty] | INLET |  | OUTLET | [13 empty] | AI-0640 | Straight Duct | Straight Duct | 1 | EA | AUTO |  |  |  | review=Detected straight duct marker without a nearby duct size. / Missing confirmed duct dimensions. / Straight duct has no confirmed centerline length or coordinates. / Emitted as review-only NOTE row because PDF text does not prove the full 3D DATA contract. | Lay out.pdf page 10, line 204 | 0.32 | APPROVED
DATA | 6410 | PDF-P10 |  |  |  |  | AI0641 |  |  |  |  | STRAIGHT | STRAIGHT_UNKNOWN |  | RECT | [5 empty] | CENTER | 9600 | 36000 | 3600 | 11100 | 36000 | 3600 | 1 | 0 | 0 |  |  |  | XP_XP |  |  |  | 1500 |  | 300 | 300 | [12 empty] | NONE | [21 empty] | INLET |  | OUTLET | [13 empty] | AI-0641 | Straight Duct | Straight Duct | 1 | EA | AUTO |  |  |  | review=Detected straight duct marker without a nearby duct size. / Missing confirmed duct dimensions. / Straight duct has no confirmed centerline length or coordinates. / Emitted as review-only NOTE row because PDF text does not prove the full 3D DATA contract. | Lay out.pdf page 10, line 205 | 0.32 | APPROVED
DATA | 6420 | PDF-P10 |  |  |  |  | AI0642 |  |  |  |  | FITTING | ELBOW_UNKNOWN |  | RECT | [5 empty] | CENTER | 11400 | 36000 | 3600 |  |  |  | 0 | 0 | 1 |  |  |  | XP_ZP | [5 empty] | 300 | 300 | [12 empty] | ELBOW | [21 empty] | INLET |  | OUTLET | [13 empty] | AI-0642 | Elbow Duct Fitting | Elbow Duct Fitting | 1 | EA | AUTO |  |  |  | review=Detected fitting text without a nearby duct size. / Missing confirmed duct dimensions. / Emitted as review-only NOTE row because PDF text does not prove the full 3D DATA contract. | Lay out.pdf page 10, line 220 | 0.35 | APPROVED
DATA | 6430 | PDF-P10 |  |  |  |  | AI0643 |  |  |  |  | STRAIGHT | STRAIGHT_UNKNOWN |  | RECT | [5 empty] | CENTER | 11400 | 36000 | 3900 | 11400 | 36000 | 5400 | 0 | 0 | 1 |  |  |  | ZP_ZP |  |  |  | 1500 |  | 300 | 300 | [12 empty] | NONE | [21 empty] | INLET |  | OUTLET | [13 empty] | AI-0643 | Straight Duct | Straight Duct | 1 | EA | AUTO |  |  |  | review=Detected straight duct marker without a nearby duct size. / Missing confirmed duct dimensions. / Straight duct has no confirmed centerline length or coordinates. / Emitted as review-only NOTE row because PDF text does not prove the full 3D DATA contract. | Lay out.pdf page 10, line 223 | 0.32 | APPROVED
DATA | 6440 | PDF-P10 |  |  |  |  | AI0644 |  |  |  |  | STRAIGHT | STRAIGHT_UNKNOWN |  | RECT | [5 empty] | CENTER | 11400 | 36000 | 5400 | 11400 | 36000 | 6900 | 0 | 0 | 1 |  |  |  | ZP_ZP |  |  |  | 1500 |  | 300 | 300 | [12 empty] | NONE | [21 empty] | INLET |  | OUTLET | [13 empty] | AI-0644 | Straight Duct | Straight Duct | 1 | EA | AUTO |  |  |  | review=Detected straight duct marker without a nearby duct size. / Missing confirmed duct dimensions. / Straight duct has no confirmed centerline length or coordinates. / Emitted as review-only NOTE row because PDF text does not prove the full 3D DATA contract. | Lay out.pdf page 10, line 224 | 0.32 | APPROVED
DATA | 6450 | PDF-P10 |  |  |  |  | AI0645 |  |  |  |  | FITTING | ELBOW_UNKNOWN |  | RECT | [5 empty] | CENTER | 11400 | 36000 | 7200 |  |  |  | 1 | 0 | 0 |  |  |  | ZP_XP | [5 empty] | 300 | 300 | [12 empty] | ELBOW | [21 empty] | INLET |  | OUTLET | [13 empty] | AI-0645 | Elbow Duct Fitting | Elbow Duct Fitting | 1 | EA | AUTO |  |  |  | review=Detected fitting text without a nearby duct size. / Missing confirmed duct dimensions. / Emitted as review-only NOTE row because PDF text does not prove the full 3D DATA contract. | Lay out.pdf page 10, line 226 | 0.35 | APPROVED
DATA | 6460 | PDF-P10 |  |  |  |  | AI0646 |  |  |  |  | FITTING | ELBOW_UNKNOWN |  | RECT | [5 empty] | CENTER | 12000 | 36000 | 7200 |  |  |  | 0 | 0 | 1 |  |  |  | XP_ZP | [5 empty] | 300 | 300 | [12 empty] | ELBOW | [21 empty] | INLET |  | OUTLET | [13 empty] | AI-0646 | Elbow Duct Fitting | Elbow Duct Fitting | 1 | EA | AUTO |  |  |  | review=Detected fitting text without a nearby duct size. / Missing confirmed duct dimensions. / Emitted as review-only NOTE row because PDF text does not prove the full 3D DATA contract. | Lay out.pdf page 10, line 228 | 0.35 | APPROVED
DATA | 6470 | PDF-P10 |  |  |  |  | AI0647 |  |  |  |  | FITTING | ELBOW_UNKNOWN |  | RECT | [5 empty] | CENTER | 12000 | 36000 | 7800 |  |  |  | 1 | 0 | 0 |  |  |  | ZP_XP | [5 empty] | 300 | 300 | [12 empty] | ELBOW | [21 empty] | INLET |  | OUTLET | [13 empty] | AI-0647 | Elbow Duct Fitting | Elbow Duct Fitting | 1 | EA | AUTO |  |  |  | review=Detected fitting text without a nearby duct size. / Missing confirmed duct dimensions. / Emitted as review-only NOTE row because PDF text does not prove the full 3D DATA contract. | Lay out.pdf page 10, line 230 | 0.35 | APPROVED
DATA | 6480 | PDF-P10 |  |  |  |  | AI0648 |  |  |  |  | STRAIGHT | STRAIGHT_UNKNOWN |  | RECT | [5 empty] | CENTER | 12300 | 36000 | 7800 | 13800 | 36000 | 7800 | 1 | 0 | 0 |  |  |  | XP_XP |  |  |  | 1500 |  | 300 | 300 | [12 empty] | NONE | [21 empty] | INLET |  | OUTLET | [13 empty] | AI-0648 | Straight Duct | Straight Duct | 1 | EA | AUTO |  |  |  | review=Detected straight duct marker without a nearby duct size. / Missing confirmed duct dimensions. / Straight duct has no confirmed centerline length or coordinates. / Emitted as review-only NOTE row because PDF text does not prove the full 3D DATA contract. | Lay out.pdf page 10, line 231 | 0.32 | APPROVED
DATA | 6490 | PDF-P10 |  | SA |  |  | AI0649 |  |  |  |  | STRAIGHT | STRAIGHT_RECT |  | RECT | [5 empty] | CENTER | 13800 | 36000 | 7800 | 15300 | 36000 | 7800 | 1 | 0 | 0 |  |  |  | XP_XP |  |  |  | 1500 |  | 16 | 10 |  |  |  | 16 | 10 |  | 16 | 10 |  |  |  |  | NONE | [21 empty] | INLET |  | OUTLET | [13 empty] | AI-0649 | Straight Duct | Straight Duct | 1 | EA | AUTO |  |  |  | service=SA ¦ printed_size=16x10 in ¦ review=Straight duct has no confirmed centerline length or coordinates. / Emitted as review-only NOTE row because PDF text does not prove the full 3D DATA contract. ¦ airflow=1150 CFM ¦ TOD=168'-9" | Lay out.pdf page 10, line 232 | 0.82 | APPROVED
DATA | 6500 | PDF-P10 |  | SA |  |  | AI0650 |  |  |  |  | FITTING | ELBOW_RECT |  | RECT | [5 empty] | CENTER | 15316 | 36000 | 7800 |  |  |  | 0 | 0 | 1 |  |  |  | XP_ZP | [5 empty] | 16 | 10 |  |  |  | 16 | 10 |  | 16 | 10 |  |  |  |  | ELBOW | [21 empty] | INLET |  | OUTLET | [13 empty] | AI-0650 | Elbow Duct Fitting | Elbow Duct Fitting | 1 | EA | AUTO |  |  |  | service=SA ¦ printed_size=16x10 in ¦ review=Fitting token was associated from nearby PDF text context; verify grouping. / Emitted as review-only NOTE row because PDF text does not prove the full 3D DATA contract. ¦ TOD=168'-9" | Lay out.pdf page 10, line 256 | 0.8 | APPROVED
DATA | 6510 | PDF-P10 |  |  |  |  | AI0651 |  |  |  |  | FITTING | ELBOW_UNKNOWN |  | RECT | [5 empty] | CENTER | 15316 | 36000 | 8116 |  |  |  | 1 | 0 | 0 |  |  |  | ZP_XP | [5 empty] | 300 | 300 | [12 empty] | ELBOW | [21 empty] | INLET |  | OUTLET | [13 empty] | AI-0651 | Elbow Duct Fitting | Elbow Duct Fitting | 1 | EA | AUTO |  |  |  | review=Detected fitting text without a nearby duct size. / Missing confirmed duct dimensions. / Emitted as review-only NOTE row because PDF text does not prove the full 3D DATA contract. | Lay out.pdf page 10, line 259 | 0.35 | APPROVED
DATA | 6520 | PDF-P10 |  | SA |  |  | AI0652 |  |  |  |  | STRAIGHT | STRAIGHT_RECT |  | RECT | [5 empty] | CENTER | 15616 | 36000 | 8116 | 17116 | 36000 | 8116 | 1 | 0 | 0 |  |  |  | XP_XP |  |  |  | 1500 |  | 48 | 28 |  |  |  | 48 | 28 |  | 48 | 28 |  |  |  |  | NONE | [21 empty] | INLET |  | OUTLET | [13 empty] | AI-0652 | Straight Duct | Straight Duct | 1 | EA | AUTO |  |  |  | service=SA ¦ printed_size=48x28 in ¦ review=Straight duct has no confirmed centerline length or coordinates. / Emitted as review-only NOTE row because PDF text does not prove the full 3D DATA contract. ¦ airflow=21350 CFM | Lay out.pdf page 10, line 309 | 0.77 | APPROVED
DATA | 6530 | PDF-P10 |  | EA |  |  | AI0653 |  |  |  |  | STRAIGHT | STRAIGHT_RECT |  | RECT | [5 empty] | CENTER | 17116 | 36000 | 8116 | 18616 | 36000 | 8116 | 1 | 0 | 0 |  |  |  | XP_XP |  |  |  | 1500 |  | 32 | 42 |  |  |  | 32 | 42 |  | 32 | 42 |  |  |  |  | NONE | [21 empty] | INLET |  | OUTLET | [13 empty] | AI-0653 | Straight Duct | Straight Duct | 1 | EA | AUTO |  |  |  | service=EA ¦ printed_size=32x42 in ¦ review=Straight duct has no confirmed centerline length or coordinates. / Emitted as review-only NOTE row because PDF text does not prove the full 3D DATA contract. ¦ airflow=19000 CFM | Lay out.pdf page 10, line 342 | 0.77 | APPROVED
DATA | 6540 | PDF-P10 |  | SA |  |  | AI0654 |  |  |  |  | STRAIGHT | STRAIGHT_RECT |  | RECT | [5 empty] | CENTER | 18616 | 36000 | 8116 | 20116 | 36000 | 8116 | 1 | 0 | 0 |  |  |  | XP_XP |  |  |  | 1500 |  | 36 | 24 |  |  |  | 36 | 24 |  | 36 | 24 |  |  |  |  | NONE | [21 empty] | INLET |  | OUTLET | [13 empty] | AI-0654 | Straight Duct | Straight Duct | 1 | EA | AUTO |  |  |  | service=SA ¦ printed_size=36x24 in ¦ review=Straight duct has no confirmed centerline length or coordinates. / Emitted as review-only NOTE row because PDF text does not prove the full 3D DATA contract. ¦ airflow=14000 CFM | Lay out.pdf page 10, line 391 | 0.77 | APPROVED
DATA | 6550 | PDF-P10 |  |  |  |  | AI0655 |  |  |  |  | FITTING | ELBOW_UNKNOWN |  | RECT | [5 empty] | CENTER | 20416 | 36000 | 8116 |  |  |  | 0 | 0 | 1 |  |  |  | XP_ZP | [5 empty] | 300 | 300 | [12 empty] | ELBOW | [21 empty] | INLET |  | OUTLET | [13 empty] | AI-0655 | Elbow Duct Fitting | Elbow Duct Fitting | 1 | EA | AUTO |  |  |  | review=Detected fitting text without a nearby duct size. / Missing confirmed duct dimensions. / Emitted as review-only NOTE row because PDF text does not prove the full 3D DATA contract. | Lay out.pdf page 10, line 410 | 0.35 | APPROVED
DATA | 6560 | PDF-P10 |  |  |  |  | AI0656 |  |  |  |  | FITTING | ELBOW_UNKNOWN |  | RECT | [5 empty] | CENTER | 20416 | 36000 | 8716 |  |  |  | 1 | 0 | 0 |  |  |  | ZP_XP | [5 empty] | 300 | 300 | [12 empty] | ELBOW | [21 empty] | INLET |  | OUTLET | [13 empty] | AI-0656 | Elbow Duct Fitting | Elbow Duct Fitting | 1 | EA | AUTO |  |  |  | review=Detected fitting text without a nearby duct size. / Missing confirmed duct dimensions. / Emitted as review-only NOTE row because PDF text does not prove the full 3D DATA contract. | Lay out.pdf page 10, line 415 | 0.35 | APPROVED
DATA | 6570 | PDF-P10 |  |  |  |  | AI0657 |  |  |  |  | FITTING | ELBOW_UNKNOWN |  | RECT | [5 empty] | CENTER | 21016 | 36000 | 8716 |  |  |  | 0 | 0 | 1 |  |  |  | XP_ZP | [5 empty] | 300 | 300 | [12 empty] | ELBOW | [21 empty] | INLET |  | OUTLET | [13 empty] | AI-0657 | Elbow Duct Fitting | Elbow Duct Fitting | 1 | EA | AUTO |  |  |  | review=Detected fitting text without a nearby duct size. / Missing confirmed duct dimensions. / Emitted as review-only NOTE row because PDF text does not prove the full 3D DATA contract. | Lay out.pdf page 10, line 417 | 0.35 | APPROVED
DATA | 6580 | PDF-P10 |  |  |  |  | AI0658 |  |  |  |  | STRAIGHT | STRAIGHT_UNKNOWN |  | RECT | [5 empty] | CENTER | 21016 | 36000 | 9016 | 21016 | 36000 | 10516 | 0 | 0 | 1 |  |  |  | ZP_ZP |  |  |  | 1500 |  | 300 | 300 | [12 empty] | NONE | [21 empty] | INLET |  | OUTLET | [13 empty] | AI-0658 | Straight Duct | Straight Duct | 1 | EA | AUTO |  |  |  | review=Detected straight duct marker without a nearby duct size. / Missing confirmed duct dimensions. / Straight duct has no confirmed centerline length or coordinates. / Emitted as review-only NOTE row because PDF text does not prove the full 3D DATA contract. | Lay out.pdf page 10, line 418 | 0.32 | APPROVED
DATA | 6590 | PDF-P10 |  |  |  |  | AI0659 |  |  |  |  | FITTING | ELBOW_UNKNOWN |  | RECT | [5 empty] | CENTER | 21016 | 36000 | 10816 |  |  |  | 1 | 0 | 0 |  |  |  | ZP_XP | [5 empty] | 300 | 300 | [12 empty] | ELBOW | [21 empty] | INLET |  | OUTLET | [13 empty] | AI-0659 | Elbow Duct Fitting | Elbow Duct Fitting | 1 | EA | AUTO |  |  |  | review=Detected fitting text without a nearby duct size. / Missing confirmed duct dimensions. / Emitted as review-only NOTE row because PDF text does not prove the full 3D DATA contract. | Lay out.pdf page 10, line 421 | 0.35 | APPROVED
DATA | 6600 | PDF-P10 |  | SA |  |  | AI0660 |  |  |  |  | STRAIGHT | STRAIGHT_RECT |  | RECT | [5 empty] | CENTER | 21316 | 36000 | 10816 | 22816 | 36000 | 10816 | 1 | 0 | 0 |  |  |  | XP_XP |  |  |  | 1500 |  | 10 | 8 |  |  |  | 10 | 8 |  | 10 | 8 |  |  |  |  | NONE | [21 empty] | INLET |  | OUTLET | [13 empty] | AI-0660 | Straight Duct | Straight Duct | 1 | EA | AUTO |  |  |  | service=SA ¦ printed_size=10x8 in ¦ review=Straight duct has no confirmed centerline length or coordinates. / Emitted as review-only NOTE row because PDF text does not prove the full 3D DATA contract. ¦ TOD=169'-4" | Lay out.pdf page 10, line 429 | 0.77 | APPROVED
DATA | 6610 | PDF-P10 |  | SR |  |  | AI0661 |  |  |  |  | STRAIGHT | STRAIGHT_RECT |  | RECT | [5 empty] | CENTER | 22816 | 36000 | 10816 | 24316 | 36000 | 10816 | 1 | 0 | 0 |  |  |  | XP_XP |  |  |  | 1500 |  | 8 | 10 |  |  |  | 8 | 10 |  | 8 | 10 |  |  |  |  | NONE | [21 empty] | INLET |  | OUTLET | [13 empty] | AI-0661 | Straight Duct | Straight Duct | 1 | EA | AUTO |  |  |  | service=SR ¦ printed_size=8x10 in ¦ review=Straight duct has no confirmed centerline length or coordinates. / Emitted as review-only NOTE row because PDF text does not prove the full 3D DATA contract. ¦ airflow=500 CFM | Lay out.pdf page 10, line 435 | 0.77 | APPROVED
DATA | 6620 | PDF-P10 |  |  |  |  | AI0662 |  |  |  |  | FITTING | ELBOW_UNKNOWN |  | RECT | [5 empty] | CENTER | 24616 | 36000 | 10816 |  |  |  | 0 | 0 | 1 |  |  |  | XP_ZP | [5 empty] | 300 | 300 | [12 empty] | ELBOW | [21 empty] | INLET |  | OUTLET | [13 empty] | AI-0662 | Elbow Duct Fitting | Elbow Duct Fitting | 1 | EA | AUTO |  |  |  | review=Detected fitting text without a nearby duct size. / Missing confirmed duct dimensions. / Emitted as review-only NOTE row because PDF text does not prove the full 3D DATA contract. | Lay out.pdf page 10, line 439 | 0.35 | APPROVED
DATA | 6630 | PDF-P10 |  | SA |  |  | AI0663 |  |  |  |  | STRAIGHT | STRAIGHT_RECT |  | RECT | [5 empty] | CENTER | 24616 | 36000 | 11116 | 24616 | 36000 | 12616 | 0 | 0 | 1 |  |  |  | ZP_ZP |  |  |  | 1500 |  | 8 | 10 |  |  |  | 8 | 10 |  | 8 | 10 |  |  |  |  | NONE | [21 empty] | INLET |  | OUTLET | [13 empty] | AI-0663 | Straight Duct | Straight Duct | 1 | EA | AUTO |  |  |  | service=SA ¦ printed_size=8x10 in ¦ review=Straight duct has no confirmed centerline length or coordinates. / Emitted as review-only NOTE row because PDF text does not prove the full 3D DATA contract. ¦ TOD=166'-6" | Lay out.pdf page 10, line 440 | 0.77 | APPROVED
DATA | 6640 | PDF-P10 |  |  |  |  | AI0664 |  |  |  |  | STRAIGHT | STRAIGHT_UNKNOWN |  | RECT | [5 empty] | CENTER | 24616 | 36000 | 12616 | 24616 | 36000 | 14116 | 0 | 0 | 1 |  |  |  | ZP_ZP |  |  |  | 1500 |  | 300 | 300 | [12 empty] | NONE | [21 empty] | INLET |  | OUTLET | [13 empty] | AI-0664 | Straight Duct | Straight Duct | 1 | EA | AUTO |  |  |  | review=Detected straight duct marker without a nearby duct size. / Missing confirmed duct dimensions. / Straight duct has no confirmed centerline length or coordinates. / Emitted as review-only NOTE row because PDF text does not prove the full 3D DATA contract. | Lay out.pdf page 10, line 442 | 0.32 | APPROVED
DATA | 6650 | PDF-P10 |  | SR |  |  | AI0665 |  |  |  |  | FITTING | ELBOW_RECT |  | RECT | [5 empty] | CENTER | 24616 | 36000 | 14124 |  |  |  | 1 | 0 | 0 |  |  |  | ZP_XP | [5 empty] | 8 | 10 |  |  |  | 8 | 10 |  | 8 | 10 |  |  |  |  | ELBOW | [21 empty] | INLET |  | OUTLET | [13 empty] | AI-0665 | Elbow Duct Fitting | Elbow Duct Fitting | 1 | EA | AUTO |  |  |  | service=SR ¦ printed_size=8x10 in ¦ review=Fitting token was associated from nearby PDF text context; verify grouping. / Emitted as review-only NOTE row because PDF text does not prove the full 3D DATA contract. ¦ airflow=500 CFM | Lay out.pdf page 10, line 447 | 0.8 | APPROVED
DATA | 6660 | PDF-P10 |  |  |  |  | AI0666 |  |  |  |  | FITTING | ELBOW_UNKNOWN |  | RECT | [5 empty] | CENTER | 24924 | 36000 | 14124 |  |  |  | 0 | 0 | 1 |  |  |  | XP_ZP | [5 empty] | 300 | 300 | [12 empty] | ELBOW | [21 empty] | INLET |  | OUTLET | [13 empty] | AI-0666 | Elbow Duct Fitting | Elbow Duct Fitting | 1 | EA | AUTO |  |  |  | review=Detected fitting text without a nearby duct size. / Missing confirmed duct dimensions. / Emitted as review-only NOTE row because PDF text does not prove the full 3D DATA contract. | Lay out.pdf page 10, line 450 | 0.35 | APPROVED
DATA | 6670 | PDF-P10 |  | SR |  |  | AI0667 |  |  |  |  | STRAIGHT | STRAIGHT_RECT |  | RECT | [5 empty] | CENTER | 24924 | 36000 | 14424 | 24924 | 36000 | 15924 | 0 | 0 | 1 |  |  |  | ZP_ZP |  |  |  | 1500 |  | 10 | 8 |  |  |  | 10 | 8 |  | 10 | 8 |  |  |  |  | NONE | [21 empty] | INLET |  | OUTLET | [13 empty] | AI-0667 | Straight Duct | Straight Duct | 1 | EA | AUTO |  |  |  | service=SR ¦ printed_size=10x8 in ¦ review=Straight duct has no confirmed centerline length or coordinates. / Emitted as review-only NOTE row because PDF text does not prove the full 3D DATA contract. ¦ airflow=500 CFM | Lay out.pdf page 10, line 455 | 0.77 | APPROVED
DATA | 6680 | PDF-P10 |  | SR |  |  | AI0668 |  |  |  |  | STRAIGHT | STRAIGHT_RECT |  | RECT | [5 empty] | CENTER | 24924 | 36000 | 15924 | 24924 | 36000 | 15944 | 0 | 0 | 1 |  |  |  | ZP_ZP |  |  |  | 20 | 20 | 10 | 8 |  |  |  | 10 | 8 |  | 10 | 8 |  |  |  |  | NONE | [21 empty] | INLET |  | OUTLET | [13 empty] | AI-0668 | Straight Duct | Straight Duct | 1 | EA | AUTO |  |  |  | service=SR ¦ printed_size=10x8 in ¦ review=Straight length was associated from nearby PDF text context; verify grouping. / Emitted as review-only NOTE row because PDF text does not prove the full 3D DATA contract. ¦ airflow=500 CFM | Lay out.pdf page 10, line 459 | 0.82 | APPROVED
DATA | 6690 | PDF-P10 |  |  |  |  | AI0669 |  |  |  |  | STRAIGHT | STRAIGHT_UNKNOWN |  | RECT | [5 empty] | CENTER | 24924 | 36000 | 15944 | 24924 | 36000 | 17444 | 0 | 0 | 1 |  |  |  | ZP_ZP |  |  |  | 1500 |  | 300 | 300 | [12 empty] | NONE | [21 empty] | INLET |  | OUTLET | [13 empty] | AI-0669 | Straight Duct | Straight Duct | 1 | EA | AUTO |  |  |  | review=Detected straight duct marker without a nearby duct size. / Missing confirmed duct dimensions. / Straight duct has no confirmed centerline length or coordinates. / Emitted as review-only NOTE row because PDF text does not prove the full 3D DATA contract. | Lay out.pdf page 10, line 461 | 0.32 | APPROVED
DATA | 6700 | PDF-P10 |  | SA |  |  | AI0670 |  |  |  |  | STRAIGHT | STRAIGHT_RECT |  | RECT | [5 empty] | CENTER | 24924 | 36000 | 17444 | 24924 | 36000 | 18944 | 0 | 0 | 1 |  |  |  | ZP_ZP |  |  |  | 1500 |  | 8 | 10 |  |  |  | 8 | 10 |  | 8 | 10 |  |  |  |  | NONE | [21 empty] | INLET |  | OUTLET | [13 empty] | AI-0670 | Straight Duct | Straight Duct | 1 | EA | AUTO |  |  |  | service=SA ¦ printed_size=8x10 in ¦ review=Straight duct has no confirmed centerline length or coordinates. / Emitted as review-only NOTE row because PDF text does not prove the full 3D DATA contract. ¦ TOD=171'-1" | Lay out.pdf page 10, line 469 | 0.77 | APPROVED
DATA | 6710 | PDF-P10 |  | SA |  |  | AI0671 |  |  |  |  | STRAIGHT | STRAIGHT_RECT |  | RECT | [5 empty] | CENTER | 24924 | 36000 | 18944 | 24924 | 36000 | 20444 | 0 | 0 | 1 |  |  |  | ZP_ZP |  |  |  | 1500 |  | 8 | 10 |  |  |  | 8 | 10 |  | 8 | 10 |  |  |  |  | NONE | [21 empty] | INLET |  | OUTLET | [13 empty] | AI-0671 | Straight Duct | Straight Duct | 1 | EA | AUTO |  |  |  | service=SA ¦ printed_size=8x10 in ¦ review=Straight duct has no confirmed centerline length or coordinates. / Emitted as review-only NOTE row because PDF text does not prove the full 3D DATA contract. ¦ TOD=171'-1" | Lay out.pdf page 10, line 471 | 0.77 | APPROVED
DATA | 6720 | PDF-P10 |  | SA |  |  | AI0672 |  |  |  |  | STRAIGHT | STRAIGHT_RECT |  | RECT | [5 empty] | CENTER | 24924 | 36000 | 20444 | 24924 | 36000 | 21944 | 0 | 0 | 1 |  |  |  | ZP_ZP |  |  |  | 1500 |  | 10 | 8 |  |  |  | 10 | 8 |  | 10 | 8 |  |  |  |  | NONE | [21 empty] | INLET |  | OUTLET | [13 empty] | AI-0672 | Straight Duct | Straight Duct | 1 | EA | AUTO |  |  |  | service=SA ¦ printed_size=10x8 in ¦ review=Straight duct has no confirmed centerline length or coordinates. / Emitted as review-only NOTE row because PDF text does not prove the full 3D DATA contract. ¦ TOD=171'-1" | Lay out.pdf page 10, line 473 | 0.77 | APPROVED
DATA | 6730 | PDF-P10 |  | SA |  |  | AI0673 |  |  |  |  | STRAIGHT | STRAIGHT_RECT |  | RECT | [5 empty] | CENTER | 24924 | 36000 | 21944 | 24924 | 36000 | 23444 | 0 | 0 | 1 |  |  |  | ZP_ZP |  |  |  | 1500 |  | 10 | 8 |  |  |  | 10 | 8 |  | 10 | 8 |  |  |  |  | NONE | [21 empty] | INLET |  | OUTLET | [13 empty] | AI-0673 | Straight Duct | Straight Duct | 1 | EA | AUTO |  |  |  | service=SA ¦ printed_size=10x8 in ¦ review=Straight duct has no confirmed centerline length or coordinates. / Emitted as review-only NOTE row because PDF text does not prove the full 3D DATA contract. ¦ TOD=171'-1" | Lay out.pdf page 10, line 475 | 0.77 | APPROVED
DATA | 6740 | PDF-P10 |  |  |  |  | AI0674 |  |  |  |  | STRAIGHT | STRAIGHT_UNKNOWN |  | RECT | [5 empty] | CENTER | 24924 | 36000 | 23444 | 24924 | 36000 | 24944 | 0 | 0 | 1 |  |  |  | ZP_ZP |  |  |  | 1500 |  | 300 | 300 | [12 empty] | NONE | [21 empty] | INLET |  | OUTLET | [13 empty] | AI-0674 | Straight Duct | Straight Duct | 1 | EA | AUTO |  |  |  | review=Detected straight duct marker without a nearby duct size. / Missing confirmed duct dimensions. / Straight duct has no confirmed centerline length or coordinates. / Emitted as review-only NOTE row because PDF text does not prove the full 3D DATA contract. | Lay out.pdf page 10, line 478 | 0.32 | APPROVED
DATA | 6750 | PDF-P10 |  |  |  |  | AI0675 |  |  |  |  | STRAIGHT | STRAIGHT_UNKNOWN |  | RECT | [5 empty] | CENTER | 24924 | 36000 | 24944 | 24924 | 36000 | 26444 | 0 | 0 | 1 |  |  |  | ZP_ZP |  |  |  | 1500 |  | 300 | 300 | [12 empty] | NONE | [21 empty] | INLET |  | OUTLET | [13 empty] | AI-0675 | Straight Duct | Straight Duct | 1 | EA | AUTO |  |  |  | review=Detected straight duct marker without a nearby duct size. / Missing confirmed duct dimensions. / Straight duct has no confirmed centerline length or coordinates. / Emitted as review-only NOTE row because PDF text does not prove the full 3D DATA contract. | Lay out.pdf page 10, line 480 | 0.32 | APPROVED